## Sheet1
|  | Model |  | Bilevel
AMORT_PV | 25 | Objective | kEUR/year | 72.16
weight_V | 0.01 | Gap | % | 53.92
Storage_cost | 300 | Solve Time | sec. | 16.48
PVCC | 200 | Time periods |  | 2
relax_voltage | FALSE | Energy consumed | MWh/year | 16580
AMORT_DSO | 50 | Peak Demand | MW | 2.148
network_reconfig | FALSE | Peak sub max | MW | 1.369
PP | 7 | Peak sub min | MW | -0.008481
bilevel | TRUE | Nb lines built | - | 21
days | 2 | Nb substations | - | 1
PVC | 500 | Nb lines cond 1 | - | [2, 3, 6, 7, 9, 11, 13, 14, 16, 17, 18, 19, 20, 24, 26, 27, 31, 32, 33, 34]
storage | FALSE | Nb lines cond 2 | - | Int64[]
AMORT_PV_CONV | 10 | Nb lines cond 3 | - | [28]
delta_t | 1440 | Nb lines cond 4 | - | Int64[]
DSOEC | 0.1 | DSO fixed line | kEUR | 219.7
SUB_COST | 1000 | DSO fixed sub | kEUR | 1576
EV | FALSE | DSO loss | kEUR | 1721
EEC | 0.1 | DSO future value | kEUR | 34800
GCC | 80 | DSO revenues | kEUR | 35130
EIC | 0.3 | User | kEUR/year | 2646
verbose | TRUE | PV | kEUR/year | 196
network_graph_name | network | Grid connection | kEUR/year | 702.6
EHP | FALSE | Energy imported | kEUR/year | 1753
PV_pen | 1 | Energy exported | kEUR/year | 4.628
weight_I | 0.01 | PV capacity | MVA | 8.142
plot_file_name | plot | PV penetration (v1) | %/year | 3.791
Storage_eff | 0.98 | PV penetration (v2) | %/year | 0.6504
Storage_pen | 1 | PV energy | MWh/year | 10780.0
PV_CAPA | 0.4 | PV potential | MWh/year | 39230.0
IR_DSO | 0.06 | Mean Global Self sufficiency/day | average, [%] | 0.3632
AMORT_STORAGE | 15 | Mean Global Self Consumption/day | average, [%] | 0.4969
|  | Mean Global Production ratio | average, [%] | 0.3016
|  | LCOE pv | kEUR/MWh | 0.01818
|  | Mean Self Sufficiency User 1 | % | 0.3437
|  | Mean Self Sufficiency User 2 | % | 0.3896
|  | Mean Self Sufficiency User 3 | % | 0.3524
|  | Mean Self Sufficiency User 4 | % | 0.4261
|  | Mean Self Sufficiency User 5 | % | 0.3608
|  | Mean Self Sufficiency User 6 | % | 0.3225
|  | Mean Self Sufficiency User 7 | % | 0.3242
|  | Mean Self Sufficiency User 8 | % | 0.3571
|  | Mean Self Sufficiency User 9 | % | 0.3395
|  | Mean Self Sufficiency User 10 | % | 0.4164
|  | Mean Self Sufficiency User 11 | % | 0.438
|  | Mean Self Sufficiency User 12 | % | 0.3431
|  | Mean Self Sufficiency User 13 | % | 0.3702
|  | Mean Self Sufficiency User 14 | % | 0.3437
|  | Mean Self Sufficiency User 15 | % | 0.3481
|  | Mean Self Sufficiency User 16 | % | 0.3123
|  | Mean Self Sufficiency User 17 | % | 0.3529
|  | Mean Self Sufficiency User 18 | % | 0.3058
|  | Mean Self Sufficiency User 19 | % | 0.3817
|  | Mean Self Sufficiency User 20 | % | 0.2982
|  | Mean Self Sufficiency User 21 | % | 0.5
|  | Mean Self Consumption User 1 | % | 0.5
|  | Mean Self Consumption User 2 | % | 0.5
|  | Mean Self Consumption User 3 | % | 0.5
|  | Mean Self Consumption User 4 | % | 0.5
|  | Mean Self Consumption User 5 | % | 0.5
|  | Mean Self Consumption User 6 | % | 0.5
|  | Mean Self Consumption User 7 | % | 0.5
|  | Mean Self Consumption User 8 | % | 0.5
|  | Mean Self Consumption User 9 | % | 0.5
|  | Mean Self Consumption User 10 | % | 0.5
|  | Mean Self Consumption User 11 | % | 0.5
|  | Mean Self Consumption User 12 | % | 0.5
|  | Mean Self Consumption User 13 | % | 0.5
|  | Mean Self Consumption User 14 | % | 0.5
|  | Mean Self Consumption User 15 | % | 0.434
|  | Mean Self Consumption User 16 | % | 0.5
|  | Mean Self Consumption User 17 | % | 0.5
|  | Mean Self Consumption User 18 | % | 0.5
|  | Mean Self Consumption User 19 | % | 0.5
|  | Mean Self Consumption User 20 | % | 0.5
|  | Mean Self Consumption User 21 | % | 0.5
|  | Mean Production Ratio User 1 | % | 0.3062
|  | Mean Production Ratio User 2 | % | 0.2695
|  | Mean Production Ratio User 3 | % | 0.2965
|  | Mean Production Ratio User 4 | % | 0.3269
|  | Mean Production Ratio User 5 | % | 0.2962
|  | Mean Production Ratio User 6 | % | 0.3027
|  | Mean Production Ratio User 7 | % | 0.2993
|  | Mean Production Ratio User 8 | % | 0.3036
|  | Mean Production Ratio User 9 | % | 0.2781
|  | Mean Production Ratio User 10 | % | 0.2835
|  | Mean Production Ratio User 11 | % | 0.37
|  | Mean Production Ratio User 12 | % | 0.2832
|  | Mean Production Ratio User 13 | % | 0.2882
|  | Mean Production Ratio User 14 | % | 0.3474
|  | Mean Production Ratio User 15 | % | 0.275
|  | Mean Production Ratio User 16 | % | 0.2962
|  | Mean Production Ratio User 17 | % | 0.3218
|  | Mean Production Ratio User 18 | % | 0.2768
|  | Mean Production Ratio User 19 | % | 0.299
|  | Mean Production Ratio User 20 | % | 0.2801
|  | Mean Production Ratio User 21 | % | 0.3327
|  | Grid capacity | average, MVA | 0.06775
|  | Energy bought from grid | MWh/year | 5842
|  | Energy sold to grid | MWh/year | 46.28
|  | Substation 1 capacity | MVA | 0
|  | Substation 2 capacity | MVA | 1.576
|  | loss | MWh/year | 163.9
|  | LCOE grid | kEUR/MWh | 0.4195
|  | CAPEX | M€/y | 0.03592
|  | OPEX | k€/y | 34.42
|  | UPVC | M€/y | 0.196
|  | UGCC | M€/y | 0.7026
|  | UNEEC | M€/y | 1.748
|  | USS | % | 0.3632
|  | USC | % | 0.4969

## Sheet2
|  | Model |  | Bilevel
AMORT_PV | 25 | Objective | kEUR/year | 37.62
weight_V | 0.01 | Gap | % | 11.55
Storage_cost | 300 | Solve Time | sec. | 28.08
PVCC | 200 | Time periods |  | 2
relax_voltage | FALSE | Energy consumed | MWh/year | 16580
AMORT_DSO | 50 | Peak Demand | MW | 2.148
network_reconfig | FALSE | Peak sub max | MW | 1.336
PP | 7 | Peak sub min | MW | 0
bilevel | TRUE | Nb lines built | - | 21
days | 2 | Nb substations | - | 2
PVC | 500 | Nb lines cond 1 | - | [1, 2, 6, 7, 9, 11, 13, 16, 17, 18, 19, 20, 22, 26, 27, 31, 32, 33, 34]
storage | FALSE | Nb lines cond 2 | - | [8]
AMORT_PV_CONV | 10 | Nb lines cond 3 | - | [28]
delta_t | 1440 | Nb lines cond 4 | - | Int64[]
DSOEC | 0.1 | DSO fixed line | kEUR | 224.3
SUB_COST | 1000 | DSO fixed sub | kEUR | 1513
EV | FALSE | DSO loss | kEUR | 143.8
EEC | 0.1 | DSO future value | kEUR | 32140
GCC | 80 | DSO revenues | kEUR | 34900
EIC | 0.3 | User | kEUR/year | 2646
verbose | TRUE | PV | kEUR/year | 196
network_graph_name | network | Grid connection | kEUR/year | 698
EHP | FALSE | Energy imported | kEUR/year | 1753
PV_pen | 1 | Energy exported | kEUR/year | 0.01817
weight_I | 0.01 | PV capacity | MVA | 8.142
plot_file_name | plot | PV penetration (v1) | %/year | 3.791
Storage_eff | 0.98 | PV penetration (v2) | %/year | 0.6476
Storage_pen | 1 | PV energy | MWh/year | 10740.0
PV_CAPA | 0.4 | PV potential | MWh/year | 39230.0
IR_DSO | 0.06 | Mean Global Self sufficiency/day | average, [%] | 0.3632
AMORT_STORAGE | 15 | Mean Global Self Consumption/day | average, [%] | 0.5
|  | Mean Global Production ratio | average, [%] | 0.3013
|  | LCOE pv | kEUR/MWh | 0.01825
|  | Mean Self Sufficiency User 1 | % | 0.3437
|  | Mean Self Sufficiency User 2 | % | 0.3896
|  | Mean Self Sufficiency User 3 | % | 0.3524
|  | Mean Self Sufficiency User 4 | % | 0.4261
|  | Mean Self Sufficiency User 5 | % | 0.3608
|  | Mean Self Sufficiency User 6 | % | 0.3225
|  | Mean Self Sufficiency User 7 | % | 0.3242
|  | Mean Self Sufficiency User 8 | % | 0.3571
|  | Mean Self Sufficiency User 9 | % | 0.3395
|  | Mean Self Sufficiency User 10 | % | 0.4164
|  | Mean Self Sufficiency User 11 | % | 0.438
|  | Mean Self Sufficiency User 12 | % | 0.3431
|  | Mean Self Sufficiency User 13 | % | 0.3702
|  | Mean Self Sufficiency User 14 | % | 0.3437
|  | Mean Self Sufficiency User 15 | % | 0.3481
|  | Mean Self Sufficiency User 16 | % | 0.3123
|  | Mean Self Sufficiency User 17 | % | 0.3529
|  | Mean Self Sufficiency User 18 | % | 0.3058
|  | Mean Self Sufficiency User 19 | % | 0.3817
|  | Mean Self Sufficiency User 20 | % | 0.2982
|  | Mean Self Sufficiency User 21 | % | 0.5
|  | Mean Self Consumption User 1 | % | 0.5
|  | Mean Self Consumption User 2 | % | 0.4998
|  | Mean Self Consumption User 3 | % | 0.5
|  | Mean Self Consumption User 4 | % | 0.5
|  | Mean Self Consumption User 5 | % | 0.5
|  | Mean Self Consumption User 6 | % | 0.5
|  | Mean Self Consumption User 7 | % | 0.5
|  | Mean Self Consumption User 8 | % | 0.5
|  | Mean Self Consumption User 9 | % | 0.5
|  | Mean Self Consumption User 10 | % | 0.5
|  | Mean Self Consumption User 11 | % | 0.5
|  | Mean Self Consumption User 12 | % | 0.5
|  | Mean Self Consumption User 13 | % | 0.5
|  | Mean Self Consumption User 14 | % | 0.5
|  | Mean Self Consumption User 15 | % | 0.4998
|  | Mean Self Consumption User 16 | % | 0.5
|  | Mean Self Consumption User 17 | % | 0.5
|  | Mean Self Consumption User 18 | % | 0.5
|  | Mean Self Consumption User 19 | % | 0.5
|  | Mean Self Consumption User 20 | % | 0.5
|  | Mean Self Consumption User 21 | % | 0.5
|  | Mean Production Ratio User 1 | % | 0.3062
|  | Mean Production Ratio User 2 | % | 0.2695
|  | Mean Production Ratio User 3 | % | 0.2965
|  | Mean Production Ratio User 4 | % | 0.3269
|  | Mean Production Ratio User 5 | % | 0.2962
|  | Mean Production Ratio User 6 | % | 0.3027
|  | Mean Production Ratio User 7 | % | 0.2993
|  | Mean Production Ratio User 8 | % | 0.3036
|  | Mean Production Ratio User 9 | % | 0.2781
|  | Mean Production Ratio User 10 | % | 0.2835
|  | Mean Production Ratio User 11 | % | 0.37
|  | Mean Production Ratio User 12 | % | 0.2832
|  | Mean Production Ratio User 13 | % | 0.2882
|  | Mean Production Ratio User 14 | % | 0.3474
|  | Mean Production Ratio User 15 | % | 0.2684
|  | Mean Production Ratio User 16 | % | 0.2962
|  | Mean Production Ratio User 17 | % | 0.3218
|  | Mean Production Ratio User 18 | % | 0.2768
|  | Mean Production Ratio User 19 | % | 0.299
|  | Mean Production Ratio User 20 | % | 0.2801
|  | Mean Production Ratio User 21 | % | 0.3327
|  | Grid capacity | average, MVA | 0.06775
|  | Energy bought from grid | MWh/year | 5842
|  | Energy sold to grid | MWh/year | 0.1817
|  | Substation 1 capacity | MVA | 0.2126
|  | Substation 2 capacity | MVA | 1.3
|  | loss | MWh/year | 13.69
|  | LCOE grid | kEUR/MWh | 0.4195
|  | CAPEX | M€/y | 0.03474
|  | OPEX | k€/y | 2.875
|  | UPVC | M€/y | 0.196
|  | UGCC | M€/y | 0.698
|  | UNEEC | M€/y | 1.753
|  | USS | % | 0.3632
|  | USC | % | 0.5

## Sheet3
failure
AMORT_PV | 25
weight_V | 0.01
Storage_cost | 300
PVCC | 200
relax_voltage | FALSE
AMORT_DSO | 50
network_reconfig | FALSE
PP | 7
bilevel | TRUE
days | 2
PVC | 500
storage | TRUE
AMORT_PV_CONV | 10
delta_t | 1440
DSOEC | 0.1
SUB_COST | 1000
EV | FALSE
EEC | 0.1
GCC | 80
EIC | 0.3
verbose | TRUE
network_graph_name | network
EHP | FALSE
PV_pen | 1
weight_I | 0.01
plot_file_name | plot
Storage_eff | 0.98
Storage_pen | 1
PV_CAPA | 0.4
IR_DSO | 0.06
AMORT_STORAGE | 15

## Sheet4
|  | Model |  | Bilevel
AMORT_PV | 25 | Objective | kEUR/year | 33.86
weight_V | 0.01 | Gap | % | 1.554
Storage_cost | 300 | Solve Time | sec. | 158.5
PVCC | 200 | Time periods |  | 2
relax_voltage | FALSE | Energy consumed | MWh/year | 16580
AMORT_DSO | 50 | Peak Demand | MW | 2.148
network_reconfig | FALSE | Peak sub max | MW | 1.334
PP | 7 | Peak sub min | MW | 0
bilevel | TRUE | Nb lines built | - | 21
days | 2 | Nb substations | - | 2
PVC | 500 | Nb lines cond 1 | - | [5, 7, 9, 10, 12, 14, 16, 17, 18, 19, 20, 22, 25, 29, 32]
storage | TRUE | Nb lines cond 2 | - | [1, 4, 24, 26, 27, 28]
AMORT_PV_CONV | 10 | Nb lines cond 3 | - | Int64[]
delta_t | 1440 | Nb lines cond 4 | - | Int64[]
DSOEC | 0.1 | DSO fixed line | kEUR | 163.6
SUB_COST | 1000 | DSO fixed sub | kEUR | 1510
EV | FALSE | DSO loss | kEUR | 19.02
EEC | 0.1 | DSO future value | kEUR | 30850
GCC | 80 | DSO revenues | kEUR | 34900
EIC | 0.3 | User | kEUR/year | 2646
verbose | TRUE | PV | kEUR/year | 196
network_graph_name | network | Storage | kEUR/year | 0
EHP | FALSE | Grid connection | kEUR/year | 698
PV_pen | 1 | Energy imported | kEUR/year | 1753
weight_I | 0.01 | Energy exported | kEUR/year | 0
plot_file_name | plot | PV capacity | MVA | 8.142
Storage_eff | 0.98 | PV penetration (v1) | %/year | 3.791
Storage_pen | 1 | PV penetration (v2) | %/year | 0.6476
PV_CAPA | 0.4 | PV energy | MWh/year | 10740.0
IR_DSO | 0.06 | PV potential | MWh/year | 39230.0
AMORT_STORAGE | 15 | Mean Global Self sufficiency/day | average, [%] | 0.3632
|  | Mean Global Self Consumption/day | average, [%] | 0.5
|  | Mean Global Production ratio | average, [%] | 0.3013
|  | LCOE pv | kEUR/MWh | 0.01825
|  | Mean Self Sufficiency User 1 | % | 0.3437
|  | Mean Self Sufficiency User 2 | % | 0.3896
|  | Mean Self Sufficiency User 3 | % | 0.3524
|  | Mean Self Sufficiency User 4 | % | 0.4261
|  | Mean Self Sufficiency User 5 | % | 0.3608
|  | Mean Self Sufficiency User 6 | % | 0.3225
|  | Mean Self Sufficiency User 7 | % | 0.3242
|  | Mean Self Sufficiency User 8 | % | 0.3571
|  | Mean Self Sufficiency User 9 | % | 0.3395
|  | Mean Self Sufficiency User 10 | % | 0.4164
|  | Mean Self Sufficiency User 11 | % | 0.438
|  | Mean Self Sufficiency User 12 | % | 0.3431
|  | Mean Self Sufficiency User 13 | % | 0.3702
|  | Mean Self Sufficiency User 14 | % | 0.3437
|  | Mean Self Sufficiency User 15 | % | 0.3481
|  | Mean Self Sufficiency User 16 | % | 0.3123
|  | Mean Self Sufficiency User 17 | % | 0.3529
|  | Mean Self Sufficiency User 18 | % | 0.3058
|  | Mean Self Sufficiency User 19 | % | 0.3817
|  | Mean Self Sufficiency User 20 | % | 0.2982
|  | Mean Self Sufficiency User 21 | % | 0.5
|  | Mean Self Consumption User 1 | % | 0.5
|  | Mean Self Consumption User 2 | % | 0.5
|  | Mean Self Consumption User 3 | % | 0.5
|  | Mean Self Consumption User 4 | % | 0.5
|  | Mean Self Consumption User 5 | % | 0.5
|  | Mean Self Consumption User 6 | % | 0.5
|  | Mean Self Consumption User 7 | % | 0.5
|  | Mean Self Consumption User 8 | % | 0.5
|  | Mean Self Consumption User 9 | % | 0.5
|  | Mean Self Consumption User 10 | % | 0.5
|  | Mean Self Consumption User 11 | % | 0.5
|  | Mean Self Consumption User 12 | % | 0.5
|  | Mean Self Consumption User 13 | % | 0.5
|  | Mean Self Consumption User 14 | % | 0.5
|  | Mean Self Consumption User 15 | % | 0.5
|  | Mean Self Consumption User 16 | % | 0.5
|  | Mean Self Consumption User 17 | % | 0.5
|  | Mean Self Consumption User 18 | % | 0.5
|  | Mean Self Consumption User 19 | % | 0.5
|  | Mean Self Consumption User 20 | % | 0.5
|  | Mean Self Consumption User 21 | % | 0.5
|  | Mean Production Ratio User 1 | % | 0.3062
|  | Mean Production Ratio User 2 | % | 0.2695
|  | Mean Production Ratio User 3 | % | 0.2965
|  | Mean Production Ratio User 4 | % | 0.3269
|  | Mean Production Ratio User 5 | % | 0.2962
|  | Mean Production Ratio User 6 | % | 0.3027
|  | Mean Production Ratio User 7 | % | 0.2993
|  | Mean Production Ratio User 8 | % | 0.3036
|  | Mean Production Ratio User 9 | % | 0.2781
|  | Mean Production Ratio User 10 | % | 0.2835
|  | Mean Production Ratio User 11 | % | 0.37
|  | Mean Production Ratio User 12 | % | 0.2832
|  | Mean Production Ratio User 13 | % | 0.2882
|  | Mean Production Ratio User 14 | % | 0.3474
|  | Mean Production Ratio User 15 | % | 0.2684
|  | Mean Production Ratio User 16 | % | 0.2962
|  | Mean Production Ratio User 17 | % | 0.3218
|  | Mean Production Ratio User 18 | % | 0.2768
|  | Mean Production Ratio User 19 | % | 0.299
|  | Mean Production Ratio User 20 | % | 0.2801
|  | Mean Production Ratio User 21 | % | 0.3327
|  | Grid capacity | average, MVA | 0.06775
|  | Energy bought from grid | MWh/year | 5842
|  | Energy sold to grid | MWh/year | 0
|  | Substation 1 capacity | MVA | 0.5821
|  | Substation 2 capacity | MVA | 0.9282
|  | loss | MWh/year | 1.811
|  | LCOE grid | kEUR/MWh | 0.4195
|  | Storage capacity | average, MWh | 0
|  | Storage state | average, [-] | 0
|  | CAPEX | M€/y | 0.03348
|  | OPEX | k€/y | 0.3804
|  | UPVC | M€/y | 0.196
|  | UGCC | M€/y | 0.698
|  | UNEEC | M€/y | 1.753
|  | USS | % | 0.3632
|  | USC | % | 0.5

## Sheet5
|  | Model |  | Bilevel
AMORT_PV | 25 | Objective | kEUR/year | 91.12
weight_V | 0.01 | Gap | % | 63.53
Storage_cost | 300 | Solve Time | sec. | 5.695
PVCC | 200 | Time periods |  | 2
relax_voltage | FALSE | Energy consumed | MWh/year | 16580
AMORT_DSO | 50 | Peak Demand | MW | 2.148
network_reconfig | FALSE | Peak sub max | MW | 1.334
PP | 7 | Peak sub min | MW | 0
bilevel | TRUE | Nb lines built | - | 21
days | 2 | Nb substations | - | 2
PVC | 500 | Nb lines cond 1 | - | [1, 5, 22, 24, 32]
storage | TRUE | Nb lines cond 2 | - | [8, 10, 18, 20, 26, 31, 34]
AMORT_PV_CONV | 10 | Nb lines cond 3 | - | [16, 27]
delta_t | 1440 | Nb lines cond 4 | - | [4, 9, 12, 14, 17, 25, 28]
DSOEC | 0.1 | DSO fixed line | kEUR | 282.4
SUB_COST | 1000 | DSO fixed sub | kEUR | 1510
EV | FALSE | DSO loss | kEUR | 25.89
EEC | 0.1 | DSO future value | kEUR | 33050
GCC | 80 | DSO revenues | kEUR | 34900
EIC | 0.3 | User | kEUR/year | 2646
verbose | TRUE | PV | kEUR/year | 196
network_graph_name | network | Storage | kEUR/year | 0
EHP | FALSE | Grid connection | kEUR/year | 698.1
PV_pen | 1 | Energy imported | kEUR/year | 1753
weight_I | 0.01 | Energy exported | kEUR/year | 0.09117
plot_file_name | plot | PV capacity | MVA | 8.142
Storage_eff | 0.98 | PV penetration (v1) | %/year | 3.791
Storage_pen | 1 | PV penetration (v2) | %/year | 0.6477
PV_CAPA | 0.4 | PV energy | MWh/year | 10740.0
IR_DSO | 0.06 | PV potential | MWh/year | 39230.0
AMORT_STORAGE | 15 | Mean Global Self sufficiency/day | average, [%] | 0.3632
|  | Mean Global Self Consumption/day | average, [%] | 0.4999
|  | Mean Global Production ratio | average, [%] | 0.3013
|  | LCOE pv | kEUR/MWh | 0.01825
|  | Mean Self Sufficiency User 1 | % | 0.3437
|  | Mean Self Sufficiency User 2 | % | 0.3896
|  | Mean Self Sufficiency User 3 | % | 0.3524
|  | Mean Self Sufficiency User 4 | % | 0.4261
|  | Mean Self Sufficiency User 5 | % | 0.3608
|  | Mean Self Sufficiency User 6 | % | 0.3225
|  | Mean Self Sufficiency User 7 | % | 0.3242
|  | Mean Self Sufficiency User 8 | % | 0.3571
|  | Mean Self Sufficiency User 9 | % | 0.3395
|  | Mean Self Sufficiency User 10 | % | 0.4164
|  | Mean Self Sufficiency User 11 | % | 0.438
|  | Mean Self Sufficiency User 12 | % | 0.3431
|  | Mean Self Sufficiency User 13 | % | 0.3702
|  | Mean Self Sufficiency User 14 | % | 0.3437
|  | Mean Self Sufficiency User 15 | % | 0.3481
|  | Mean Self Sufficiency User 16 | % | 0.3123
|  | Mean Self Sufficiency User 17 | % | 0.3529
|  | Mean Self Sufficiency User 18 | % | 0.3058
|  | Mean Self Sufficiency User 19 | % | 0.3817
|  | Mean Self Sufficiency User 20 | % | 0.2982
|  | Mean Self Sufficiency User 21 | % | 0.5
|  | Mean Self Consumption User 1 | % | 0.5
|  | Mean Self Consumption User 2 | % | 0.4993
|  | Mean Self Consumption User 3 | % | 0.5
|  | Mean Self Consumption User 4 | % | 0.5
|  | Mean Self Consumption User 5 | % | 0.5
|  | Mean Self Consumption User 6 | % | 0.5
|  | Mean Self Consumption User 7 | % | 0.5
|  | Mean Self Consumption User 8 | % | 0.5
|  | Mean Self Consumption User 9 | % | 0.5
|  | Mean Self Consumption User 10 | % | 0.5
|  | Mean Self Consumption User 11 | % | 0.5
|  | Mean Self Consumption User 12 | % | 0.5
|  | Mean Self Consumption User 13 | % | 0.5
|  | Mean Self Consumption User 14 | % | 0.5
|  | Mean Self Consumption User 15 | % | 0.499
|  | Mean Self Consumption User 16 | % | 0.5
|  | Mean Self Consumption User 17 | % | 0.5
|  | Mean Self Consumption User 18 | % | 0.5
|  | Mean Self Consumption User 19 | % | 0.5
|  | Mean Self Consumption User 20 | % | 0.5
|  | Mean Self Consumption User 21 | % | 0.5
|  | Mean Production Ratio User 1 | % | 0.3062
|  | Mean Production Ratio User 2 | % | 0.2696
|  | Mean Production Ratio User 3 | % | 0.2965
|  | Mean Production Ratio User 4 | % | 0.3269
|  | Mean Production Ratio User 5 | % | 0.2962
|  | Mean Production Ratio User 6 | % | 0.3027
|  | Mean Production Ratio User 7 | % | 0.2993
|  | Mean Production Ratio User 8 | % | 0.3036
|  | Mean Production Ratio User 9 | % | 0.2781
|  | Mean Production Ratio User 10 | % | 0.2835
|  | Mean Production Ratio User 11 | % | 0.37
|  | Mean Production Ratio User 12 | % | 0.2832
|  | Mean Production Ratio User 13 | % | 0.2882
|  | Mean Production Ratio User 14 | % | 0.3474
|  | Mean Production Ratio User 15 | % | 0.2685
|  | Mean Production Ratio User 16 | % | 0.2962
|  | Mean Production Ratio User 17 | % | 0.3218
|  | Mean Production Ratio User 18 | % | 0.2768
|  | Mean Production Ratio User 19 | % | 0.299
|  | Mean Production Ratio User 20 | % | 0.2801
|  | Mean Production Ratio User 21 | % | 0.3327
|  | Grid capacity | average, MVA | 0.06775
|  | Energy bought from grid | MWh/year | 5842
|  | Energy sold to grid | MWh/year | 0.9117
|  | Substation 1 capacity | MVA | 0.278
|  | Substation 2 capacity | MVA | 1.232
|  | loss | MWh/year | 2.465
|  | LCOE grid | kEUR/MWh | 0.4195
|  | Storage capacity | average, MWh | 0
|  | Storage state | average, [-] | 0
|  | CAPEX | M€/y | 0.03585
|  | OPEX | k€/y | 0.5177
|  | UPVC | M€/y | 0.196
|  | UGCC | M€/y | 0.6981
|  | UNEEC | M€/y | 1.752
|  | USS | % | 0.3632
|  | USC | % | 0.4999

## Sheet6
|  | Model |  | Bilevel
AMORT_PV | 25 | Objective | kEUR/year | 121.8
weight_V | 0.01 | Gap | % | 3.759
Storage_cost | 300 | Solve Time | sec. | 1747
PVCC | 200 | Time periods |  | 48
relax_voltage | FALSE | Energy consumed | MWh/year | 16580
AMORT_DSO | 50 | Peak Demand | MW | 5.432
network_reconfig | FALSE | Peak sub max | MW | 5.422
PP | 7 | Peak sub min | MW | -1.174
bilevel | TRUE | Nb lines built | - | 21
days | 2 | Nb substations | - | 2
PVC | 500 | Nb lines cond 1 | - | [2, 3, 4, 6, 7, 8, 12, 14, 16, 17, 18, 19, 20, 22, 24, 32, 33]
storage | FALSE | Nb lines cond 2 | - | [11, 26, 27]
AMORT_PV_CONV | 10 | Nb lines cond 3 | - | [28]
delta_t | 60 | Nb lines cond 4 | - | Int64[]
DSOEC | 0.1 | DSO fixed line | kEUR | 165.1
SUB_COST | 1000 | DSO fixed sub | kEUR | 5714
EV | FALSE | DSO loss | kEUR | 213.5
EEC | 0.1 | DSO future value | kEUR | 108500
GCC | 80 | DSO revenues | kEUR | 108500
EIC | 0.3 | User | kEUR/year | 5874
verbose | TRUE | PV | kEUR/year | 241.4
network_graph_name | network_graph_simu0 | Grid connection | kEUR/year | 2170
EHP | FALSE | Energy imported | kEUR/year | 3704
PV_pen | 1 | Energy exported | kEUR/year | 241.8
weight_I | 0.01 | PV capacity | MVA | 8.4
plot_file_name | plot_simu0 | PV penetration (v1) | %/year | 1.546
Storage_eff | 0.98 | PV penetration (v2) | %/year | 0.401
Storage_pen | 1 | PV energy | MWh/year | 6647.0
PV_CAPA | 0.4 | PV potential | MWh/year | 12980.0
IR_DSO | 0.06 | Mean Global Self sufficiency/day | average, [%] | 0.2125
AMORT_STORAGE | 15 | Mean Global Self Consumption/day | average, [%] | 0.4204
|  | Mean Global Production ratio | average, [%] | 0.4202
|  | LCOE pv | kEUR/MWh | 0.03632
|  | Mean Self Sufficiency User 1 | % | 0.2142
|  | Mean Self Sufficiency User 2 | % | 0.2275
|  | Mean Self Sufficiency User 3 | % | 0.2145
|  | Mean Self Sufficiency User 4 | % | 0.2197
|  | Mean Self Sufficiency User 5 | % | 0.2119
|  | Mean Self Sufficiency User 6 | % | 0.1882
|  | Mean Self Sufficiency User 7 | % | 0.2002
|  | Mean Self Sufficiency User 8 | % | 0.1921
|  | Mean Self Sufficiency User 9 | % | 0.2241
|  | Mean Self Sufficiency User 10 | % | 0.2171
|  | Mean Self Sufficiency User 11 | % | 0.2154
|  | Mean Self Sufficiency User 12 | % | 0.209
|  | Mean Self Sufficiency User 13 | % | 0.243
|  | Mean Self Sufficiency User 14 | % | 0.1877
|  | Mean Self Sufficiency User 15 | % | 0.2421
|  | Mean Self Sufficiency User 16 | % | 0.2039
|  | Mean Self Sufficiency User 17 | % | 0.1882
|  | Mean Self Sufficiency User 18 | % | 0.2021
|  | Mean Self Sufficiency User 19 | % | 0.2063
|  | Mean Self Sufficiency User 20 | % | 0.1831
|  | Mean Self Sufficiency User 21 | % | 0.2728
|  | Mean Self Consumption User 1 | % | 0.3858
|  | Mean Self Consumption User 2 | % | 0.4606
|  | Mean Self Consumption User 3 | % | 0.4627
|  | Mean Self Consumption User 4 | % | 0.3836
|  | Mean Self Consumption User 5 | % | 0.3871
|  | Mean Self Consumption User 6 | % | 0.3946
|  | Mean Self Consumption User 7 | % | 0.4022
|  | Mean Self Consumption User 8 | % | 0.4048
|  | Mean Self Consumption User 9 | % | 0.4353
|  | Mean Self Consumption User 10 | % | 0.4321
|  | Mean Self Consumption User 11 | % | 0.4478
|  | Mean Self Consumption User 12 | % | 0.3815
|  | Mean Self Consumption User 13 | % | 0.4431
|  | Mean Self Consumption User 14 | % | 0.4727
|  | Mean Self Consumption User 15 | % | 0.3696
|  | Mean Self Consumption User 16 | % | 0.438
|  | Mean Self Consumption User 17 | % | 0.4659
|  | Mean Self Consumption User 18 | % | 0.4336
|  | Mean Self Consumption User 19 | % | 0.4568
|  | Mean Self Consumption User 20 | % | 0.4649
|  | Mean Self Consumption User 21 | % | 0.3063
|  | Mean Production Ratio User 1 | % | 0.4903
|  | Mean Production Ratio User 2 | % | 0.3735
|  | Mean Production Ratio User 3 | % | 0.3935
|  | Mean Production Ratio User 4 | % | 0.4967
|  | Mean Production Ratio User 5 | % | 0.4413
|  | Mean Production Ratio User 6 | % | 0.426
|  | Mean Production Ratio User 7 | % | 0.4331
|  | Mean Production Ratio User 8 | % | 0.4693
|  | Mean Production Ratio User 9 | % | 0.4015
|  | Mean Production Ratio User 10 | % | 0.3801
|  | Mean Production Ratio User 11 | % | 0.4136
|  | Mean Production Ratio User 12 | % | 0.4446
|  | Mean Production Ratio User 13 | % | 0.3792
|  | Mean Production Ratio User 14 | % | 0.4186
|  | Mean Production Ratio User 15 | % | 0.4039
|  | Mean Production Ratio User 16 | % | 0.4336
|  | Mean Production Ratio User 17 | % | 0.4052
|  | Mean Production Ratio User 18 | % | 0.3694
|  | Mean Production Ratio User 19 | % | 0.4196
|  | Mean Production Ratio User 20 | % | 0.3908
|  | Mean Production Ratio User 21 | % | 0.4402
|  | Grid capacity | average, MVA | 0.4127
|  | Energy bought from grid | MWh/year | 12350
|  | Energy sold to grid | MWh/year | 2418
|  | Substation 1 capacity | MVA | 0
|  | Substation 2 capacity | MVA | 5.714
|  | loss | MWh/year | 20.34
|  | LCOE grid | kEUR/MWh | 0.4562
|  | CAPEX | M€/y | 0.1176
|  | OPEX | k€/y | 4.271
|  | UPVC | M€/y | 0.2414
|  | UGCC | M€/y | 2.17
|  | UNEEC | M€/y | 3.463
|  | USS | % | 0.2125
|  | USC | % | 0.4204

## Sheet7
failure
AMORT_PV | 25
weight_V | 0.01
Storage_cost | 300
PVCC | 200
relax_voltage | FALSE
AMORT_DSO | 50
network_reconfig | FALSE
PP | 7
bilevel | TRUE
days | 2
PVC | 500
storage | FALSE
AMORT_PV_CONV | 10
delta_t | 60
DSOEC | 0.1
SUB_COST | 1000
EV | TRUE
EEC | 0.1
GCC | 80
EIC | 0.3
verbose | TRUE
network_graph_name | network_graph_simu0
EHP | FALSE
PV_pen | 1
weight_I | 0.01
plot_file_name | plot_simu0
Storage_eff | 0.98
Storage_pen | 1
PV_CAPA | 0.4
IR_DSO | 0.06
AMORT_STORAGE | 15

## Sheet8
failure
AMORT_PV | 25
weight_V | 0.01
Storage_cost | 300
PVCC | 200
relax_voltage | FALSE
AMORT_DSO | 50
network_reconfig | FALSE
PP | 7
bilevel | TRUE
days | 2
PVC | 500
storage | FALSE
AMORT_PV_CONV | 10
delta_t | 60
DSOEC | 0.1
SUB_COST | 1000
EV | TRUE
EEC | 0.1
GCC | 80
EIC | 0.3
verbose | TRUE
network_graph_name | network_graph_simu1
EHP | FALSE
PV_pen | 1
weight_I | 0.01
plot_file_name | plot_simu1
Storage_eff | 0.98
Storage_pen | 1
PV_CAPA | 0.4
IR_DSO | 0.06
AMORT_STORAGE | 15

## Sheet9
failure
AMORT_PV | 25
weight_V | 0.01
Storage_cost | 300
PVCC | 200
relax_voltage | FALSE
AMORT_DSO | 50
network_reconfig | FALSE
PP | 7
bilevel | TRUE
days | 2
PVC | 500
storage | FALSE
AMORT_PV_CONV | 10
delta_t | 60
DSOEC | 0.1
SUB_COST | 1000
EV | TRUE
EEC | 0.1
GCC | 80
EIC | 0.3
verbose | TRUE
network_graph_name | network_graph_simu1
EHP | TRUE
PV_pen | 1
weight_I | 0.01
plot_file_name | plot_simu1
Storage_eff | 0.98
Storage_pen | 1
PV_CAPA | 0.4
IR_DSO | 0.06
AMORT_STORAGE | 15

## Sheet10
failure
AMORT_PV | 25
weight_V | 0.01
Storage_cost | 300
PVCC | 200
relax_voltage | FALSE
AMORT_DSO | 50
network_reconfig | FALSE
PP | 7
bilevel | TRUE
days | 2
PVC | 500
storage | TRUE
AMORT_PV_CONV | 10
delta_t | 60
DSOEC | 0.1
SUB_COST | 1000
EV | TRUE
EEC | 0.1
GCC | 80
EIC | 0.3
verbose | TRUE
network_graph_name | network_graph_simu3
EHP | TRUE
PV_pen | 1
weight_I | 0.01
plot_file_name | plot_simu3
Storage_eff | 0.98
Storage_pen | 1
PV_CAPA | 0.4
IR_DSO | 0.06
AMORT_STORAGE | 15

## Sheet11
|  | Model |  | Bilevel
AMORT_PV | 25 | Objective | kEUR/year | 10700
weight_V | 0.01 | Gap | % | 97.72
Storage_cost | 150 | Solve Time | sec. | 2045
PVCC | 200 | Time periods |  | 48
relax_voltage | FALSE | Energy consumed | MWh/year | 51970
AMORT_DSO | 50 | Peak Demand | MW | 21.73
network_reconfig | FALSE | Peak sub max | MW | 10.38
PP | 7 | Peak sub min | MW | 0.5961
bilevel | TRUE | Nb lines built | - | 21
days | 2 | Nb substations | - | 1
PVC | 500 | Nb lines cond 1 | - | [3, 6, 8, 12, 17, 22, 24, 28, 31, 32, 34]
storage | TRUE | Nb lines cond 2 | - | [5, 14, 18]
AMORT_PV_CONV | 10 | Nb lines cond 3 | - | [2, 11, 13, 15, 26]
delta_t | 60 | Nb lines cond 4 | - | [9, 27]
DSOEC | 0.1 | DSO fixed line | kEUR | 248.8
SUB_COST | 1000 | DSO fixed sub | kEUR | 12150
EV | TRUE | DSO loss | kEUR | 18950
EEC | 0.1 | DSO future value | kEUR | 247300
GCC | 80 | DSO revenues | kEUR | 247300
EIC | 0.3 | User | kEUR/year | 17900
verbose | TRUE | PV | kEUR/year | 300
network_graph_name | network_graph_simu3 | Storage | kEUR/year | 518.9
EHP | TRUE | Grid connection | kEUR/year | 4947
PV_pen | 1 | Energy imported | kEUR/year | 12130
weight_I | 0.01 | Energy exported | kEUR/year | 0
plot_file_name | plot_simu3 | PV capacity | MVA | 8.4
Storage_eff | 0.98 | PV penetration (v1) | %/year | 0.3866
Storage_pen | 1 | PV penetration (v2) | %/year | 0.2218
PV_CAPA | 0.4 | PV energy | MWh/year | 11530.0
IR_DSO | 0.06 | PV potential | MWh/year | 12980.0
AMORT_STORAGE | 15 | Mean Global Self sufficiency/day | average, [%] | 0.4793
|  | Mean Global Self Consumption/day | average, [%] | 0.5
|  | Mean Global Production ratio | average, [%] | 0.4832
|  | LCOE pv | kEUR/MWh | 0.02602
|  | Mean Self Sufficiency User 1 | % | 0.3064
|  | Mean Self Sufficiency User 2 | % | 0.3843
|  | Mean Self Sufficiency User 3 | % | 0.4206
|  | Mean Self Sufficiency User 4 | % | 0.3957
|  | Mean Self Sufficiency User 5 | % | 0.3269
|  | Mean Self Sufficiency User 6 | % | 0.6577
|  | Mean Self Sufficiency User 7 | % | 0.5764
|  | Mean Self Sufficiency User 8 | % | 0.2714
|  | Mean Self Sufficiency User 9 | % | 0.5415
|  | Mean Self Sufficiency User 10 | % | 0.5732
|  | Mean Self Sufficiency User 11 | % | 0.4891
|  | Mean Self Sufficiency User 12 | % | 0.5672
|  | Mean Self Sufficiency User 13 | % | 0.7076
|  | Mean Self Sufficiency User 14 | % | 0.4859
|  | Mean Self Sufficiency User 15 | % | 0.4447
|  | Mean Self Sufficiency User 16 | % | 0.3346
|  | Mean Self Sufficiency User 17 | % | 0.4905
|  | Mean Self Sufficiency User 18 | % | 0.6265
|  | Mean Self Sufficiency User 19 | % | 0.5228
|  | Mean Self Sufficiency User 20 | % | 0.4841
|  | Mean Self Sufficiency User 21 | % | 0.4588
|  | Mean Self Consumption User 1 | % | 0.5
|  | Mean Self Consumption User 2 | % | 0.5
|  | Mean Self Consumption User 3 | % | 0.5
|  | Mean Self Consumption User 4 | % | 0.5
|  | Mean Self Consumption User 5 | % | 0.5
|  | Mean Self Consumption User 6 | % | 0.5
|  | Mean Self Consumption User 7 | % | 0.5
|  | Mean Self Consumption User 8 | % | 0.5
|  | Mean Self Consumption User 9 | % | 0.5
|  | Mean Self Consumption User 10 | % | 0.5
|  | Mean Self Consumption User 11 | % | 0.5
|  | Mean Self Consumption User 12 | % | 0.5
|  | Mean Self Consumption User 13 | % | 0.5
|  | Mean Self Consumption User 14 | % | 0.5
|  | Mean Self Consumption User 15 | % | 0.5
|  | Mean Self Consumption User 16 | % | 0.5
|  | Mean Self Consumption User 17 | % | 0.5
|  | Mean Self Consumption User 18 | % | 0.5
|  | Mean Self Consumption User 19 | % | 0.5
|  | Mean Self Consumption User 20 | % | 0.5
|  | Mean Self Consumption User 21 | % | 0.5
|  | Mean Production Ratio User 1 | % | 0.5
|  | Mean Production Ratio User 2 | % | 0.4253
|  | Mean Production Ratio User 3 | % | 0.5
|  | Mean Production Ratio User 4 | % | 0.5
|  | Mean Production Ratio User 5 | % | 0.5
|  | Mean Production Ratio User 6 | % | 0.5
|  | Mean Production Ratio User 7 | % | 0.5
|  | Mean Production Ratio User 8 | % | 0.5
|  | Mean Production Ratio User 9 | % | 0.4606
|  | Mean Production Ratio User 10 | % | 0.48
|  | Mean Production Ratio User 11 | % | 0.5
|  | Mean Production Ratio User 12 | % | 0.4789
|  | Mean Production Ratio User 13 | % | 0.4945
|  | Mean Production Ratio User 14 | % | 0.5
|  | Mean Production Ratio User 15 | % | 0.4202
|  | Mean Production Ratio User 16 | % | 0.5
|  | Mean Production Ratio User 17 | % | 0.5
|  | Mean Production Ratio User 18 | % | 0.4552
|  | Mean Production Ratio User 19 | % | 0.5
|  | Mean Production Ratio User 20 | % | 0.468
|  | Mean Production Ratio User 21 | % | 0.4653
|  | Grid capacity | average, MVA | 0.5372
|  | Energy bought from grid | MWh/year | 40440
|  | Energy sold to grid | MWh/year | 0
|  | Substation 1 capacity | MVA | 0
|  | Substation 2 capacity | MVA | 12.15
|  | loss | MWh/year | 1805
|  | LCOE grid | kEUR/MWh | 0.4223
|  | Storage capacity | average, MWh | 2.471
|  | Storage state | average, [-] | 1.39
|  | CAPEX | M€/y | 0.248
|  | OPEX | k€/y | 379.1
|  | UPVC | M€/y | 0.3
|  | UGCC | M€/y | 4.947
|  | UNEEC | M€/y | 12.13
|  | USS | % | 0.4793
|  | USC | % | 0.5

## Sheet12
failure
AMORT_PV | 25
weight_V | 0.01
Storage_cost | 500
PVCC | 200
relax_voltage | FALSE
AMORT_DSO | 50
network_reconfig | FALSE
PP | 7
bilevel | TRUE
days | 2
PVC | 500
storage | TRUE
AMORT_PV_CONV | 10
delta_t | 60
DSOEC | 0.1
SUB_COST | 1000
EV | TRUE
EEC | 0.1
GCC | 80
EIC | 0.3
verbose | TRUE
network_graph_name | network_graph_simu3
EHP | TRUE
PV_pen | 1
weight_I | 0.01
plot_file_name | plot_simu3
Storage_eff | 0.98
Storage_pen | 1
PV_CAPA | 0.4
IR_DSO | 0.06
AMORT_STORAGE | 15

## Sheet13
failure
AMORT_PV | 25
weight_V | 0.01
Storage_cost | 500
PVCC | 200
relax_voltage | FALSE
AMORT_DSO | 50
network_reconfig | FALSE
PP | 7
bilevel | TRUE
days | 2
PVC | 500
storage | TRUE
AMORT_PV_CONV | 10
delta_t | 60
DSOEC | 0.1
SUB_COST | 1000
EV | TRUE
EEC | 0.1
GCC | 80
EIC | 0.3
verbose | TRUE
network_graph_name | network_graph_simu4
EHP | TRUE
PV_pen | 1
weight_I | 0.01
plot_file_name | plot_simu4
Storage_eff | 0.98
Storage_pen | 1
PV_CAPA | 0.4
IR_DSO | 0.06
AMORT_STORAGE | 15

## Sheet14
failure
AMORT_PV | 25
weight_V | 0.01
Storage_cost | 500
PVCC | 200
relax_voltage | FALSE
AMORT_DSO | 50
network_reconfig | TRUE
PP | 7
bilevel | TRUE
days | 2
PVC | 500
storage | TRUE
AMORT_PV_CONV | 10
delta_t | 60
DSOEC | 0.1
SUB_COST | 1000
EV | TRUE
EEC | 0.1
GCC | 80
EIC | 0.3
verbose | TRUE
network_graph_name | network_graph_simu4
EHP | TRUE
PV_pen | 1
weight_I | 0.01
plot_file_name | plot_simu4
Storage_eff | 0.98
Storage_pen | 1
PV_CAPA | 0.4
IR_DSO | 0.06
AMORT_STORAGE | 15

## Sheet15
failure
AMORT_PV | 25
weight_V | 0.01
Storage_cost | 500
PVCC | 200
relax_voltage | FALSE
AMORT_DSO | 50
network_reconfig | TRUE
PP | 7
bilevel | TRUE
days | 2
PVC | 500
storage | TRUE
AMORT_PV_CONV | 10
delta_t | 60
DSOEC | 0.1
SUB_COST | 1000
EV | TRUE
EEC | 0.1
GCC | 80
EIC | 0.3
verbose | TRUE
network_graph_name | network_graph_simu5
EHP | TRUE
PV_pen | 1
weight_I | 0.01
plot_file_name | plot_simu5
Storage_eff | 0.98
Storage_pen | 1
PV_CAPA | 0.4
IR_DSO | 0.06
AMORT_STORAGE | 15

## Sheet16
|  | Model |  | Single Level
AMORT_PV | 25 | Objective | kEUR/year | 19390
weight_V | 0.01 | Gap | % | 1.967
Storage_cost | 500 | Solve Time | sec. | 1961
PVCC | 200 | Time periods |  | 48
relax_voltage | FALSE | Energy consumed | MWh/year | 51970
AMORT_DSO | 50 | Peak Demand | MW | 21.73
network_reconfig | TRUE | Peak sub max | MW | 10.09
PP | 7 | Peak sub min | MW | 0.5942
bilevel | FALSE | Nb lines built | - | 22
days | 2 | Nb substations | - | 2
PVC | 500 | Nb lines cond 1 | - | [1, 2, 3, 4, 6, 7, 8, 11, 12, 13, 14, 16, 17, 18, 19, 20, 22, 26, 27, 28, 29, 32]
storage | TRUE | Nb lines cond 2 | - | Int64[]
AMORT_PV_CONV | 10 | Nb lines cond 3 | - | Int64[]
delta_t | 60 | Nb lines cond 4 | - | Int64[]
DSOEC | 0.1 | DSO fixed line | kEUR | 154.1
SUB_COST | 1000 | DSO fixed sub | kEUR | 11460
EV | TRUE | DSO loss | kEUR | 775
EEC | 0.1 | DSO future value | kEUR | 214700
GCC | 80 | DSO revenues | kEUR | 254300
EIC | 0.3 | User | kEUR/year | 19140
verbose | TRUE | PV | kEUR/year | 300
network_graph_name | network_graph_simu5 | Storage | kEUR/year | 1620
EHP | TRUE | Grid connection | kEUR/year | 5086
PV_pen | 1 | Energy imported | kEUR/year | 12130
weight_I | 0.01 | Energy exported | kEUR/year | 0
plot_file_name | plot_simu5 | PV capacity | MVA | 8.4
Storage_eff | 0.98 | PV penetration (v1) | %/year | 0.3866
Storage_pen | 1 | PV penetration (v2) | %/year | 0.2218
PV_CAPA | 0.4 | PV energy | MWh/year | 11530.0
IR_DSO | 0.06 | PV potential | MWh/year | 12980.0
AMORT_STORAGE | 15 | Mean Global Self sufficiency/day | average, [%] | 0.4793
|  | Mean Global Self Consumption/day | average, [%] | 0.5
|  | Mean Global Production ratio | average, [%] | 0.4832
|  | LCOE pv | kEUR/MWh | 0.02602
|  | Mean Self Sufficiency User 1 | % | 0.3064
|  | Mean Self Sufficiency User 2 | % | 0.3843
|  | Mean Self Sufficiency User 3 | % | 0.4206
|  | Mean Self Sufficiency User 4 | % | 0.3957
|  | Mean Self Sufficiency User 5 | % | 0.3269
|  | Mean Self Sufficiency User 6 | % | 0.6577
|  | Mean Self Sufficiency User 7 | % | 0.5764
|  | Mean Self Sufficiency User 8 | % | 0.2714
|  | Mean Self Sufficiency User 9 | % | 0.5415
|  | Mean Self Sufficiency User 10 | % | 0.5732
|  | Mean Self Sufficiency User 11 | % | 0.4891
|  | Mean Self Sufficiency User 12 | % | 0.5672
|  | Mean Self Sufficiency User 13 | % | 0.7076
|  | Mean Self Sufficiency User 14 | % | 0.4859
|  | Mean Self Sufficiency User 15 | % | 0.4447
|  | Mean Self Sufficiency User 16 | % | 0.3346
|  | Mean Self Sufficiency User 17 | % | 0.4905
|  | Mean Self Sufficiency User 18 | % | 0.6265
|  | Mean Self Sufficiency User 19 | % | 0.5228
|  | Mean Self Sufficiency User 20 | % | 0.4841
|  | Mean Self Sufficiency User 21 | % | 0.4588
|  | Mean Self Consumption User 1 | % | 0.5
|  | Mean Self Consumption User 2 | % | 0.5
|  | Mean Self Consumption User 3 | % | 0.5
|  | Mean Self Consumption User 4 | % | 0.5
|  | Mean Self Consumption User 5 | % | 0.5
|  | Mean Self Consumption User 6 | % | 0.5
|  | Mean Self Consumption User 7 | % | 0.5
|  | Mean Self Consumption User 8 | % | 0.5
|  | Mean Self Consumption User 9 | % | 0.5
|  | Mean Self Consumption User 10 | % | 0.5
|  | Mean Self Consumption User 11 | % | 0.5
|  | Mean Self Consumption User 12 | % | 0.5
|  | Mean Self Consumption User 13 | % | 0.5
|  | Mean Self Consumption User 14 | % | 0.5
|  | Mean Self Consumption User 15 | % | 0.5
|  | Mean Self Consumption User 16 | % | 0.5
|  | Mean Self Consumption User 17 | % | 0.5
|  | Mean Self Consumption User 18 | % | 0.5
|  | Mean Self Consumption User 19 | % | 0.5
|  | Mean Self Consumption User 20 | % | 0.5
|  | Mean Self Consumption User 21 | % | 0.5
|  | Mean Production Ratio User 1 | % | 0.5
|  | Mean Production Ratio User 2 | % | 0.4253
|  | Mean Production Ratio User 3 | % | 0.5
|  | Mean Production Ratio User 4 | % | 0.5
|  | Mean Production Ratio User 5 | % | 0.5
|  | Mean Production Ratio User 6 | % | 0.5
|  | Mean Production Ratio User 7 | % | 0.5
|  | Mean Production Ratio User 8 | % | 0.5
|  | Mean Production Ratio User 9 | % | 0.4606
|  | Mean Production Ratio User 10 | % | 0.48
|  | Mean Production Ratio User 11 | % | 0.5
|  | Mean Production Ratio User 12 | % | 0.4789
|  | Mean Production Ratio User 13 | % | 0.4945
|  | Mean Production Ratio User 14 | % | 0.5
|  | Mean Production Ratio User 15 | % | 0.4202
|  | Mean Production Ratio User 16 | % | 0.5
|  | Mean Production Ratio User 17 | % | 0.5
|  | Mean Production Ratio User 18 | % | 0.4552
|  | Mean Production Ratio User 19 | % | 0.5
|  | Mean Production Ratio User 20 | % | 0.468
|  | Mean Production Ratio User 21 | % | 0.4653
|  | Grid capacity | average, MVA | 0.6203
|  | Energy bought from grid | MWh/year | 40440
|  | Energy sold to grid | MWh/year | 0.002734
|  | Substation 1 capacity | MVA | 7.935
|  | Substation 2 capacity | MVA | 3.524
|  | loss | MWh/year | 73.81
|  | LCOE grid | kEUR/MWh | 0.4258
|  | Storage capacity | average, MWh | 2.314
|  | Storage state | average, [-] | 1.169
|  | CAPEX | M€/y | 0.2323
|  | OPEX | k€/y | 15.5
|  | UPVC | M€/y | 0.3
|  | UGCC | M€/y | 5.086
|  | UNEEC | M€/y | 12.13
|  | USS | % | 0.4793
|  | USC | % | 0.5

## Sheet17
|  | Model |  | Single Level
AMORT_PV | 25 | Objective | kEUR/year | 19390
weight_V | 0.01 | Gap | % | 1.914
Storage_cost | 500 | Solve Time | sec. | 2027
PVCC | 200 | Time periods |  | 48
relax_voltage | FALSE | Energy consumed | MWh/year | 51970
AMORT_DSO | 50 | Peak Demand | MW | 21.73
network_reconfig | TRUE | Peak sub max | MW | 10.09
PP | 7 | Peak sub min | MW | 0.5942
bilevel | FALSE | Nb lines built | - | 22
days | 2 | Nb substations | - | 2
PVC | 500 | Nb lines cond 1 | - | [1, 2, 3, 4, 6, 7, 8, 11, 12, 13, 14, 16, 17, 18, 19, 20, 22, 26, 27, 28, 29, 32]
storage | TRUE | Nb lines cond 2 | - | Int64[]
AMORT_PV_CONV | 10 | Nb lines cond 3 | - | Int64[]
delta_t | 60 | Nb lines cond 4 | - | Int64[]
DSOEC | 0.1 | DSO fixed line | kEUR | 154.1
SUB_COST | 1000 | DSO fixed sub | kEUR | 11460
EV | TRUE | DSO loss | kEUR | 775
EEC | 0.1 | DSO future value | kEUR | 214700
GCC | 80 | DSO revenues | kEUR | 254300
EIC | 0.3 | User | kEUR/year | 19140
verbose | TRUE | PV | kEUR/year | 300
network_graph_name | network_graph_simu6 | Storage | kEUR/year | 1620
EHP | TRUE | Grid connection | kEUR/year | 5086
PV_pen | 1 | Energy imported | kEUR/year | 12130
weight_I | 0.01 | Energy exported | kEUR/year | 0
plot_file_name | plot_simu6 | PV capacity | MVA | 8.4
Storage_eff | 0.98 | PV penetration (v1) | %/year | 0.3866
Storage_pen | 1 | PV penetration (v2) | %/year | 0.2218
PV_CAPA | 0.4 | PV energy | MWh/year | 11530.0
IR_DSO | 0.06 | PV potential | MWh/year | 12980.0
AMORT_STORAGE | 15 | Mean Global Self sufficiency/day | average, [%] | 0.4793
|  | Mean Global Self Consumption/day | average, [%] | 0.5
|  | Mean Global Production ratio | average, [%] | 0.4832
|  | LCOE pv | kEUR/MWh | 0.02602
|  | Mean Self Sufficiency User 1 | % | 0.3064
|  | Mean Self Sufficiency User 2 | % | 0.3843
|  | Mean Self Sufficiency User 3 | % | 0.4206
|  | Mean Self Sufficiency User 4 | % | 0.3957
|  | Mean Self Sufficiency User 5 | % | 0.3269
|  | Mean Self Sufficiency User 6 | % | 0.6577
|  | Mean Self Sufficiency User 7 | % | 0.5764
|  | Mean Self Sufficiency User 8 | % | 0.2714
|  | Mean Self Sufficiency User 9 | % | 0.5415
|  | Mean Self Sufficiency User 10 | % | 0.5732
|  | Mean Self Sufficiency User 11 | % | 0.4891
|  | Mean Self Sufficiency User 12 | % | 0.5672
|  | Mean Self Sufficiency User 13 | % | 0.7076
|  | Mean Self Sufficiency User 14 | % | 0.4859
|  | Mean Self Sufficiency User 15 | % | 0.4447
|  | Mean Self Sufficiency User 16 | % | 0.3346
|  | Mean Self Sufficiency User 17 | % | 0.4905
|  | Mean Self Sufficiency User 18 | % | 0.6265
|  | Mean Self Sufficiency User 19 | % | 0.5228
|  | Mean Self Sufficiency User 20 | % | 0.4841
|  | Mean Self Sufficiency User 21 | % | 0.4588
|  | Mean Self Consumption User 1 | % | 0.5
|  | Mean Self Consumption User 2 | % | 0.5
|  | Mean Self Consumption User 3 | % | 0.5
|  | Mean Self Consumption User 4 | % | 0.5
|  | Mean Self Consumption User 5 | % | 0.5
|  | Mean Self Consumption User 6 | % | 0.5
|  | Mean Self Consumption User 7 | % | 0.5
|  | Mean Self Consumption User 8 | % | 0.5
|  | Mean Self Consumption User 9 | % | 0.5
|  | Mean Self Consumption User 10 | % | 0.5
|  | Mean Self Consumption User 11 | % | 0.5
|  | Mean Self Consumption User 12 | % | 0.5
|  | Mean Self Consumption User 13 | % | 0.5
|  | Mean Self Consumption User 14 | % | 0.5
|  | Mean Self Consumption User 15 | % | 0.5
|  | Mean Self Consumption User 16 | % | 0.5
|  | Mean Self Consumption User 17 | % | 0.5
|  | Mean Self Consumption User 18 | % | 0.5
|  | Mean Self Consumption User 19 | % | 0.5
|  | Mean Self Consumption User 20 | % | 0.5
|  | Mean Self Consumption User 21 | % | 0.5
|  | Mean Production Ratio User 1 | % | 0.5
|  | Mean Production Ratio User 2 | % | 0.4253
|  | Mean Production Ratio User 3 | % | 0.5
|  | Mean Production Ratio User 4 | % | 0.5
|  | Mean Production Ratio User 5 | % | 0.5
|  | Mean Production Ratio User 6 | % | 0.5
|  | Mean Production Ratio User 7 | % | 0.5
|  | Mean Production Ratio User 8 | % | 0.5
|  | Mean Production Ratio User 9 | % | 0.4606
|  | Mean Production Ratio User 10 | % | 0.48
|  | Mean Production Ratio User 11 | % | 0.5
|  | Mean Production Ratio User 12 | % | 0.4789
|  | Mean Production Ratio User 13 | % | 0.4945
|  | Mean Production Ratio User 14 | % | 0.5
|  | Mean Production Ratio User 15 | % | 0.4202
|  | Mean Production Ratio User 16 | % | 0.5
|  | Mean Production Ratio User 17 | % | 0.5
|  | Mean Production Ratio User 18 | % | 0.4552
|  | Mean Production Ratio User 19 | % | 0.5
|  | Mean Production Ratio User 20 | % | 0.468
|  | Mean Production Ratio User 21 | % | 0.4653
|  | Grid capacity | average, MVA | 0.6203
|  | Energy bought from grid | MWh/year | 40440
|  | Energy sold to grid | MWh/year | 0.002734
|  | Substation 1 capacity | MVA | 7.935
|  | Substation 2 capacity | MVA | 3.524
|  | loss | MWh/year | 73.81
|  | LCOE grid | kEUR/MWh | 0.4258
|  | Storage capacity | average, MWh | 2.314
|  | Storage state | average, [-] | 1.169
|  | CAPEX | M€/y | 0.2323
|  | OPEX | k€/y | 15.5
|  | UPVC | M€/y | 0.3
|  | UGCC | M€/y | 5.086
|  | UNEEC | M€/y | 12.13
|  | USS | % | 0.4793
|  | USC | % | 0.5

## Sheet18
|  | Model |  | Single Level
AMORT_PV | 25 | Objective | kEUR/year | 23680
weight_V | 0.01 | Gap | % | 1.991
Storage_cost | 500 | Solve Time | sec. | 1200
PVCC | 200 | Time periods |  | 48
relax_voltage | FALSE | Energy consumed | MWh/year | 51970
AMORT_DSO | 50 | Peak Demand | MW | 21.73
network_reconfig | TRUE | Peak sub max | MW | 10.31
PP | 7 | Peak sub min | MW | 2.985
bilevel | FALSE | Nb lines built | - | 22
days | 2 | Nb substations | - | 2
PVC | 500 | Nb lines cond 1 | - | [1, 2, 3, 4, 6, 7, 8, 11, 12, 13, 14, 16, 17, 18, 19, 20, 22, 26, 27, 28, 29, 32]
storage | TRUE | Nb lines cond 2 | - | Int64[]
AMORT_PV_CONV | 10 | Nb lines cond 3 | - | Int64[]
delta_t | 60 | Nb lines cond 4 | - | Int64[]
DSOEC | 0.1 | DSO fixed line | kEUR | 154.1
SUB_COST | 1000 | DSO fixed sub | kEUR | 11470
EV | TRUE | DSO loss | kEUR | 952
EEC | 0.1 | DSO future value | kEUR | 215000
GCC | 80 | DSO revenues | kEUR | 314400
EIC | 0.3 | User | kEUR/year | 23430
verbose | TRUE | PV | kEUR/year | 0
network_graph_name | network_graph_simu6 | Storage | kEUR/year | 1554
EHP | TRUE | Grid connection | kEUR/year | 6288
PV_pen | 1 | Energy imported | kEUR/year | 15590
weight_I | 0.01 | Energy exported | kEUR/year | 0
plot_file_name | plot_simu6 | PV capacity | MVA | 0.0
Storage_eff | 0.98 | PV penetration (v1) | %/year | 0.0
Storage_pen | 1 | PV penetration (v2) | %/year | 0.0
PV_CAPA | 0 | PV energy | MWh/year | 0.0
IR_DSO | 0.06 | PV potential | MWh/year | 0.0
AMORT_STORAGE | 15 | Mean Global Self sufficiency/day | average, [%] | 0.0
|  | Mean Global Self Consumption/day | average, [%] | NaN
|  | Mean Global Production ratio | average, [%] | NaN
|  | LCOE pv | kEUR/MWh | NaN
|  | Mean Self Sufficiency User 1 | % | 0.0
|  | Mean Self Sufficiency User 2 | % | 0.0
|  | Mean Self Sufficiency User 3 | % | 0.0
|  | Mean Self Sufficiency User 4 | % | 0.0
|  | Mean Self Sufficiency User 5 | % | 0.0
|  | Mean Self Sufficiency User 6 | % | 0.0
|  | Mean Self Sufficiency User 7 | % | 0.0
|  | Mean Self Sufficiency User 8 | % | 0.0
|  | Mean Self Sufficiency User 9 | % | 0.0
|  | Mean Self Sufficiency User 10 | % | 0.0
|  | Mean Self Sufficiency User 11 | % | 0.0
|  | Mean Self Sufficiency User 12 | % | 0.0
|  | Mean Self Sufficiency User 13 | % | 0.0
|  | Mean Self Sufficiency User 14 | % | 0.0
|  | Mean Self Sufficiency User 15 | % | 0.0
|  | Mean Self Sufficiency User 16 | % | 0.0
|  | Mean Self Sufficiency User 17 | % | 0.0
|  | Mean Self Sufficiency User 18 | % | 0.0
|  | Mean Self Sufficiency User 19 | % | 0.0
|  | Mean Self Sufficiency User 20 | % | 0.0
|  | Mean Self Sufficiency User 21 | % | 0.0
|  | Mean Self Consumption User 1 | % | NaN
|  | Mean Self Consumption User 2 | % | NaN
|  | Mean Self Consumption User 3 | % | NaN
|  | Mean Self Consumption User 4 | % | NaN
|  | Mean Self Consumption User 5 | % | NaN
|  | Mean Self Consumption User 6 | % | NaN
|  | Mean Self Consumption User 7 | % | NaN
|  | Mean Self Consumption User 8 | % | NaN
|  | Mean Self Consumption User 9 | % | NaN
|  | Mean Self Consumption User 10 | % | NaN
|  | Mean Self Consumption User 11 | % | NaN
|  | Mean Self Consumption User 12 | % | NaN
|  | Mean Self Consumption User 13 | % | NaN
|  | Mean Self Consumption User 14 | % | NaN
|  | Mean Self Consumption User 15 | % | NaN
|  | Mean Self Consumption User 16 | % | NaN
|  | Mean Self Consumption User 17 | % | NaN
|  | Mean Self Consumption User 18 | % | NaN
|  | Mean Self Consumption User 19 | % | NaN
|  | Mean Self Consumption User 20 | % | NaN
|  | Mean Self Consumption User 21 | % | NaN
|  | Mean Production Ratio User 1 | % | NaN
|  | Mean Production Ratio User 2 | % | NaN
|  | Mean Production Ratio User 3 | % | NaN
|  | Mean Production Ratio User 4 | % | NaN
|  | Mean Production Ratio User 5 | % | NaN
|  | Mean Production Ratio User 6 | % | NaN
|  | Mean Production Ratio User 7 | % | NaN
|  | Mean Production Ratio User 8 | % | NaN
|  | Mean Production Ratio User 9 | % | NaN
|  | Mean Production Ratio User 10 | % | NaN
|  | Mean Production Ratio User 11 | % | NaN
|  | Mean Production Ratio User 12 | % | NaN
|  | Mean Production Ratio User 13 | % | NaN
|  | Mean Production Ratio User 14 | % | NaN
|  | Mean Production Ratio User 15 | % | NaN
|  | Mean Production Ratio User 16 | % | NaN
|  | Mean Production Ratio User 17 | % | NaN
|  | Mean Production Ratio User 18 | % | NaN
|  | Mean Production Ratio User 19 | % | NaN
|  | Mean Production Ratio User 20 | % | NaN
|  | Mean Production Ratio User 21 | % | NaN
|  | Grid capacity | average, MVA | 0.6492
|  | Energy bought from grid | MWh/year | 51970
|  | Energy sold to grid | MWh/year | 0
|  | Substation 1 capacity | MVA | 7.935
|  | Substation 2 capacity | MVA | 3.53
|  | loss | MWh/year | 90.67
|  | LCOE grid | kEUR/MWh | 0.421
|  | Storage capacity | average, MWh | 2.22
|  | Storage state | average, [-] | 1.101
|  | CAPEX | M€/y | 0.2324
|  | OPEX | k€/y | 19.04
|  | UPVC | M€/y | 0
|  | UGCC | M€/y | 6.288
|  | UNEEC | M€/y | 15.59
|  | USS | % | 0
|  | USC | % | nan

## Sheet19
|  | Model |  | Single Level
AMORT_PV | 25 | Objective | kEUR/year | 17900
weight_V | 0.01 | Gap | % | 1.296
Storage_cost | 500 | Solve Time | sec. | 1931
PVCC | 200 | Time periods |  | 48
relax_voltage | FALSE | Energy consumed | MWh/year | 51970
AMORT_DSO | 50 | Peak Demand | MW | 21.73
network_reconfig | TRUE | Peak sub max | MW | 9.881
PP | 7 | Peak sub min | MW | -0.00485
bilevel | FALSE | Nb lines built | - | 25
days | 2 | Nb substations | - | 2
PVC | 500 | Nb lines cond 1 | - | [1, 2, 3, 4, 6, 7, 8, 11, 13, 14, 16, 17, 18, 19, 20, 22, 26, 27, 28, 29, 32]
storage | TRUE | Nb lines cond 2 | - | [12]
AMORT_PV_CONV | 10 | Nb lines cond 3 | - | [9]
delta_t | 60 | Nb lines cond 4 | - | [10, 25]
DSOEC | 0.1 | DSO fixed line | kEUR | 202
SUB_COST | 1000 | DSO fixed sub | kEUR | 11260
EV | TRUE | DSO loss | kEUR | 644.1
EEC | 0.1 | DSO future value | kEUR | 211800
GCC | 80 | DSO revenues | kEUR | 230200
EIC | 0.3 | User | kEUR/year | 17660
verbose | TRUE | PV | kEUR/year | 478.8
network_graph_name | network_graph_simu6 | Storage | kEUR/year | 1758
EHP | TRUE | Grid connection | kEUR/year | 4605
PV_pen | 1 | Energy imported | kEUR/year | 10820
weight_I | 0.01 | Energy exported | kEUR/year | 0.72
plot_file_name | plot_simu6 | PV capacity | MVA | 16.8
Storage_eff | 0.98 | PV penetration (v1) | %/year | 0.7732
Storage_pen | 1 | PV penetration (v2) | %/year | 0.3061
PV_CAPA | 0.8 | PV energy | MWh/year | 15910.0
IR_DSO | 0.06 | PV potential | MWh/year | 25960.0
AMORT_STORAGE | 15 | Mean Global Self sufficiency/day | average, [%] | 0.6091
|  | Mean Global Self Consumption/day | average, [%] | 0.4999
|  | Mean Global Production ratio | average, [%] | 0.4369
|  | LCOE pv | kEUR/MWh | 0.0301
|  | Mean Self Sufficiency User 1 | % | 0.4292
|  | Mean Self Sufficiency User 2 | % | 0.397
|  | Mean Self Sufficiency User 3 | % | 0.4926
|  | Mean Self Sufficiency User 4 | % | 0.7508
|  | Mean Self Sufficiency User 5 | % | 0.4633
|  | Mean Self Sufficiency User 6 | % | 0.7927
|  | Mean Self Sufficiency User 7 | % | 0.7099
|  | Mean Self Sufficiency User 8 | % | 0.3689
|  | Mean Self Sufficiency User 9 | % | 0.5462
|  | Mean Self Sufficiency User 10 | % | 0.5759
|  | Mean Self Sufficiency User 11 | % | 0.9782
|  | Mean Self Sufficiency User 12 | % | 0.575
|  | Mean Self Sufficiency User 13 | % | 0.738
|  | Mean Self Sufficiency User 14 | % | 0.9718
|  | Mean Self Sufficiency User 15 | % | 0.4676
|  | Mean Self Sufficiency User 16 | % | 0.3775
|  | Mean Self Sufficiency User 17 | % | 0.8781
|  | Mean Self Sufficiency User 18 | % | 0.6481
|  | Mean Self Sufficiency User 19 | % | 0.6606
|  | Mean Self Sufficiency User 20 | % | 0.4689
|  | Mean Self Sufficiency User 21 | % | 0.5002
|  | Mean Self Consumption User 1 | % | 0.4995
|  | Mean Self Consumption User 2 | % | 0.5
|  | Mean Self Consumption User 3 | % | 0.5
|  | Mean Self Consumption User 4 | % | 0.5
|  | Mean Self Consumption User 5 | % | 0.5
|  | Mean Self Consumption User 6 | % | 0.5
|  | Mean Self Consumption User 7 | % | 0.5
|  | Mean Self Consumption User 8 | % | 0.5
|  | Mean Self Consumption User 9 | % | 0.5
|  | Mean Self Consumption User 10 | % | 0.5
|  | Mean Self Consumption User 11 | % | 0.5
|  | Mean Self Consumption User 12 | % | 0.5
|  | Mean Self Consumption User 13 | % | 0.5
|  | Mean Self Consumption User 14 | % | 0.5
|  | Mean Self Consumption User 15 | % | 0.5
|  | Mean Self Consumption User 16 | % | 0.5
|  | Mean Self Consumption User 17 | % | 0.5
|  | Mean Self Consumption User 18 | % | 0.5
|  | Mean Self Consumption User 19 | % | 0.5
|  | Mean Self Consumption User 20 | % | 0.5
|  | Mean Self Consumption User 21 | % | 0.4976
|  | Mean Production Ratio User 1 | % | 0.4587
|  | Mean Production Ratio User 2 | % | 0.3786
|  | Mean Production Ratio User 3 | % | 0.4408
|  | Mean Production Ratio User 4 | % | 0.4954
|  | Mean Production Ratio User 5 | % | 0.4402
|  | Mean Production Ratio User 6 | % | 0.4536
|  | Mean Production Ratio User 7 | % | 0.4465
|  | Mean Production Ratio User 8 | % | 0.4553
|  | Mean Production Ratio User 9 | % | 0.4006
|  | Mean Production Ratio User 10 | % | 0.4128
|  | Mean Production Ratio User 11 | % | 0.5
|  | Mean Production Ratio User 12 | % | 0.412
|  | Mean Production Ratio User 13 | % | 0.4233
|  | Mean Production Ratio User 14 | % | 0.5
|  | Mean Production Ratio User 15 | % | 0.375
|  | Mean Production Ratio User 16 | % | 0.4402
|  | Mean Production Ratio User 17 | % | 0.4875
|  | Mean Production Ratio User 18 | % | 0.3975
|  | Mean Production Ratio User 19 | % | 0.4458
|  | Mean Production Ratio User 20 | % | 0.4051
|  | Mean Production Ratio User 21 | % | 0.406
|  | Grid capacity | average, MVA | 0.5933
|  | Energy bought from grid | MWh/year | 36070
|  | Energy sold to grid | MWh/year | 7.2
|  | Substation 1 capacity | MVA | 7.935
|  | Substation 2 capacity | MVA | 3.325
|  | loss | MWh/year | 61.34
|  | LCOE grid | kEUR/MWh | 0.4276
|  | Storage capacity | average, MWh | 2.511
|  | Storage state | average, [-] | 1.238
|  | CAPEX | M€/y | 0.2292
|  | OPEX | k€/y | 12.88
|  | UPVC | M€/y | 0.4788
|  | UGCC | M€/y | 4.605
|  | UNEEC | M€/y | 10.82
|  | USS | % | 0.6091
|  | USC | % | 0.4999

## Sheet20
|  | Model |  | Single Level
AMORT_PV | 25 | Objective | kEUR/year | 17020
weight_V | 0.01 | Gap | % | 1.271
Storage_cost | 500 | Solve Time | sec. | 1491
PVCC | 200 | Time periods |  | 48
relax_voltage | FALSE | Energy consumed | MWh/year | 51970
AMORT_DSO | 50 | Peak Demand | MW | 21.73
network_reconfig | TRUE | Peak sub max | MW | 9.901
PP | 7 | Peak sub min | MW | -0.02753
bilevel | FALSE | Nb lines built | - | 22
days | 2 | Nb substations | - | 2
PVC | 500 | Nb lines cond 1 | - | [1, 2, 3, 4, 6, 7, 8, 11, 12, 13, 14, 16, 17, 18, 19, 20, 22, 26, 27, 28, 29, 32]
storage | TRUE | Nb lines cond 2 | - | Int64[]
AMORT_PV_CONV | 10 | Nb lines cond 3 | - | Int64[]
delta_t | 60 | Nb lines cond 4 | - | Int64[]
DSOEC | 0.1 | DSO fixed line | kEUR | 154.1
SUB_COST | 1000 | DSO fixed sub | kEUR | 11310
EV | TRUE | DSO loss | kEUR | 627.4
EEC | 0.1 | DSO future value | kEUR | 211800
GCC | 80 | DSO revenues | kEUR | 215200
EIC | 0.3 | User | kEUR/year | 16780
verbose | TRUE | PV | kEUR/year | 796.9
network_graph_name | network_graph_simu6 | Storage | kEUR/year | 1815
EHP | TRUE | Grid connection | kEUR/year | 4304
PV_pen | 1 | Energy imported | kEUR/year | 9874
weight_I | 0.01 | Energy exported | kEUR/year | 6.941
plot_file_name | plot_simu6 | PV capacity | MVA | 33.6
Storage_eff | 0.98 | PV penetration (v1) | %/year | 1.546
Storage_pen | 1 | PV penetration (v2) | %/year | 0.3681
PV_CAPA | 1.6 | PV energy | MWh/year | 19130.0
IR_DSO | 0.06 | PV potential | MWh/year | 51920.0
AMORT_STORAGE | 15 | Mean Global Self sufficiency/day | average, [%] | 0.6704
|  | Mean Global Self Consumption/day | average, [%] | 0.4941
|  | Mean Global Production ratio | average, [%] | 0.3849
|  | LCOE pv | kEUR/MWh | 0.04166
|  | Mean Self Sufficiency User 1 | % | 0.5013
|  | Mean Self Sufficiency User 2 | % | 0.4504
|  | Mean Self Sufficiency User 3 | % | 0.5365
|  | Mean Self Sufficiency User 4 | % | 0.7909
|  | Mean Self Sufficiency User 5 | % | 0.5316
|  | Mean Self Sufficiency User 6 | % | 0.7874
|  | Mean Self Sufficiency User 7 | % | 0.715
|  | Mean Self Sufficiency User 8 | % | 0.4317
|  | Mean Self Sufficiency User 9 | % | 0.6042
|  | Mean Self Sufficiency User 10 | % | 0.613
|  | Mean Self Sufficiency User 11 | % | 1.4
|  | Mean Self Sufficiency User 12 | % | 0.6003
|  | Mean Self Sufficiency User 13 | % | 0.7627
|  | Mean Self Sufficiency User 14 | % | 1.03
|  | Mean Self Sufficiency User 15 | % | 0.5172
|  | Mean Self Sufficiency User 16 | % | 0.4155
|  | Mean Self Sufficiency User 17 | % | 0.8516
|  | Mean Self Sufficiency User 18 | % | 0.6807
|  | Mean Self Sufficiency User 19 | % | 0.728
|  | Mean Self Sufficiency User 20 | % | 0.4778
|  | Mean Self Sufficiency User 21 | % | 0.6531
|  | Mean Self Consumption User 1 | % | 0.4984
|  | Mean Self Consumption User 2 | % | 0.4698
|  | Mean Self Consumption User 3 | % | 0.5
|  | Mean Self Consumption User 4 | % | 0.5
|  | Mean Self Consumption User 5 | % | 0.5
|  | Mean Self Consumption User 6 | % | 0.5
|  | Mean Self Consumption User 7 | % | 0.5
|  | Mean Self Consumption User 8 | % | 0.5
|  | Mean Self Consumption User 9 | % | 0.4824
|  | Mean Self Consumption User 10 | % | 0.5
|  | Mean Self Consumption User 11 | % | 0.5
|  | Mean Self Consumption User 12 | % | 0.5
|  | Mean Self Consumption User 13 | % | 0.5
|  | Mean Self Consumption User 14 | % | 0.5
|  | Mean Self Consumption User 15 | % | 0.4661
|  | Mean Self Consumption User 16 | % | 0.5
|  | Mean Self Consumption User 17 | % | 0.5
|  | Mean Self Consumption User 18 | % | 0.4626
|  | Mean Self Consumption User 19 | % | 0.5
|  | Mean Self Consumption User 20 | % | 0.5
|  | Mean Self Consumption User 21 | % | 0.4966
|  | Mean Production Ratio User 1 | % | 0.3977
|  | Mean Production Ratio User 2 | % | 0.319
|  | Mean Production Ratio User 3 | % | 0.3895
|  | Mean Production Ratio User 4 | % | 0.424
|  | Mean Production Ratio User 5 | % | 0.3891
|  | Mean Production Ratio User 6 | % | 0.3966
|  | Mean Production Ratio User 7 | % | 0.3927
|  | Mean Production Ratio User 8 | % | 0.3975
|  | Mean Production Ratio User 9 | % | 0.3486
|  | Mean Production Ratio User 10 | % | 0.3696
|  | Mean Production Ratio User 11 | % | 0.4676
|  | Mean Production Ratio User 12 | % | 0.3691
|  | Mean Production Ratio User 13 | % | 0.3772
|  | Mean Production Ratio User 14 | % | 0.4453
|  | Mean Production Ratio User 15 | % | 0.3207
|  | Mean Production Ratio User 16 | % | 0.3891
|  | Mean Production Ratio User 17 | % | 0.4182
|  | Mean Production Ratio User 18 | % | 0.3508
|  | Mean Production Ratio User 19 | % | 0.3923
|  | Mean Production Ratio User 20 | % | 0.3641
|  | Mean Production Ratio User 21 | % | 0.3634
|  | Grid capacity | average, MVA | 0.5989
|  | Energy bought from grid | MWh/year | 32910
|  | Energy sold to grid | MWh/year | 69.41
|  | Substation 1 capacity | MVA | 7.935
|  | Substation 2 capacity | MVA | 3.373
|  | loss | MWh/year | 59.76
|  | LCOE grid | kEUR/MWh | 0.4306
|  | Storage capacity | average, MWh | 2.593
|  | Storage state | average, [-] | 1.256
|  | CAPEX | M€/y | 0.2292
|  | OPEX | k€/y | 12.55
|  | UPVC | M€/y | 0.7969
|  | UGCC | M€/y | 4.304
|  | UNEEC | M€/y | 9.867
|  | USS | % | 0.6704
|  | USC | % | 0.4941

## Sheet21
|  | Model |  | Single Level
AMORT_PV | 25 | Objective | kEUR/year | 17020
weight_V | 0.01 | Gap | % | 1.243
Storage_cost | 500 | Solve Time | sec. | 1200
PVCC | 200 | Time periods |  | 48
relax_voltage | FALSE | Energy consumed | MWh/year | 51970
AMORT_DSO | 50 | Peak Demand | MW | 21.73
network_reconfig | TRUE | Peak sub max | MW | 9.906
PP | 7 | Peak sub min | MW | -0.01819
bilevel | FALSE | Nb lines built | - | 21
days | 2 | Nb substations | - | 2
PVC | 500 | Nb lines cond 1 | - | [1, 2, 3, 4, 6, 7, 8, 11, 12, 14, 16, 17, 18, 19, 20, 22, 26, 27, 28, 29, 32]
storage | TRUE | Nb lines cond 2 | - | Int64[]
AMORT_PV_CONV | 10 | Nb lines cond 3 | - | Int64[]
delta_t | 60 | Nb lines cond 4 | - | Int64[]
DSOEC | 0.1 | DSO fixed line | kEUR | 148
SUB_COST | 1000 | DSO fixed sub | kEUR | 11310
EV | TRUE | DSO loss | kEUR | 531.4
EEC | 0.1 | DSO future value | kEUR | 211600
GCC | 80 | DSO revenues | kEUR | 215100
EIC | 0.3 | User | kEUR/year | 16780
verbose | TRUE | PV | kEUR/year | 796.9
network_graph_name | network_graph_simu7 | Storage | kEUR/year | 1815
EHP | TRUE | Grid connection | kEUR/year | 4302
PV_pen | 1 | Energy imported | kEUR/year | 9874
weight_I | 0.01 | Energy exported | kEUR/year | 4.672
plot_file_name | plot_simu7 | PV capacity | MVA | 33.6
Storage_eff | 0.98 | PV penetration (v1) | %/year | 1.546
Storage_pen | 1 | PV penetration (v2) | %/year | 0.3676
PV_CAPA | 1.6 | PV energy | MWh/year | 19110.0
IR_DSO | 0.06 | PV potential | MWh/year | 51920.0
AMORT_STORAGE | 15 | Mean Global Self sufficiency/day | average, [%] | 0.6697
|  | Mean Global Self Consumption/day | average, [%] | 0.4953
|  | Mean Global Production ratio | average, [%] | 0.3848
|  | LCOE pv | kEUR/MWh | 0.04171
|  | Mean Self Sufficiency User 1 | % | 0.5024
|  | Mean Self Sufficiency User 2 | % | 0.4453
|  | Mean Self Sufficiency User 3 | % | 0.5365
|  | Mean Self Sufficiency User 4 | % | 0.7909
|  | Mean Self Sufficiency User 5 | % | 0.5316
|  | Mean Self Sufficiency User 6 | % | 0.7874
|  | Mean Self Sufficiency User 7 | % | 0.715
|  | Mean Self Sufficiency User 8 | % | 0.4317
|  | Mean Self Sufficiency User 9 | % | 0.6028
|  | Mean Self Sufficiency User 10 | % | 0.613
|  | Mean Self Sufficiency User 11 | % | 1.4
|  | Mean Self Sufficiency User 12 | % | 0.6003
|  | Mean Self Sufficiency User 13 | % | 0.7627
|  | Mean Self Sufficiency User 14 | % | 1.03
|  | Mean Self Sufficiency User 15 | % | 0.5056
|  | Mean Self Sufficiency User 16 | % | 0.4155
|  | Mean Self Sufficiency User 17 | % | 0.8516
|  | Mean Self Sufficiency User 18 | % | 0.6824
|  | Mean Self Sufficiency User 19 | % | 0.7281
|  | Mean Self Sufficiency User 20 | % | 0.4778
|  | Mean Self Sufficiency User 21 | % | 0.6525
|  | Mean Self Consumption User 1 | % | 0.499
|  | Mean Self Consumption User 2 | % | 0.474
|  | Mean Self Consumption User 3 | % | 0.5
|  | Mean Self Consumption User 4 | % | 0.5
|  | Mean Self Consumption User 5 | % | 0.5
|  | Mean Self Consumption User 6 | % | 0.5
|  | Mean Self Consumption User 7 | % | 0.5
|  | Mean Self Consumption User 8 | % | 0.5
|  | Mean Self Consumption User 9 | % | 0.4869
|  | Mean Self Consumption User 10 | % | 0.5
|  | Mean Self Consumption User 11 | % | 0.5
|  | Mean Self Consumption User 12 | % | 0.5
|  | Mean Self Consumption User 13 | % | 0.5
|  | Mean Self Consumption User 14 | % | 0.5
|  | Mean Self Consumption User 15 | % | 0.4736
|  | Mean Self Consumption User 16 | % | 0.5
|  | Mean Self Consumption User 17 | % | 0.5
|  | Mean Self Consumption User 18 | % | 0.4706
|  | Mean Self Consumption User 19 | % | 0.5
|  | Mean Self Consumption User 20 | % | 0.5
|  | Mean Self Consumption User 21 | % | 0.498
|  | Mean Production Ratio User 1 | % | 0.3981
|  | Mean Production Ratio User 2 | % | 0.3223
|  | Mean Production Ratio User 3 | % | 0.3895
|  | Mean Production Ratio User 4 | % | 0.424
|  | Mean Production Ratio User 5 | % | 0.3891
|  | Mean Production Ratio User 6 | % | 0.3966
|  | Mean Production Ratio User 7 | % | 0.3927
|  | Mean Production Ratio User 8 | % | 0.3975
|  | Mean Production Ratio User 9 | % | 0.3497
|  | Mean Production Ratio User 10 | % | 0.3696
|  | Mean Production Ratio User 11 | % | 0.4676
|  | Mean Production Ratio User 12 | % | 0.3691
|  | Mean Production Ratio User 13 | % | 0.3773
|  | Mean Production Ratio User 14 | % | 0.4453
|  | Mean Production Ratio User 15 | % | 0.3179
|  | Mean Production Ratio User 16 | % | 0.3891
|  | Mean Production Ratio User 17 | % | 0.4182
|  | Mean Production Ratio User 18 | % | 0.3488
|  | Mean Production Ratio User 19 | % | 0.3923
|  | Mean Production Ratio User 20 | % | 0.3641
|  | Mean Production Ratio User 21 | % | 0.3632
|  | Grid capacity | average, MVA | 0.5989
|  | Energy bought from grid | MWh/year | 32910
|  | Energy sold to grid | MWh/year | 46.72
|  | Substation 1 capacity | MVA | 7.935
|  | Substation 2 capacity | MVA | 3.373
|  | loss | MWh/year | 50.61
|  | LCOE grid | kEUR/MWh | 0.4306
|  | Storage capacity | average, MWh | 2.593
|  | Storage state | average, [-] | 1.259
|  | CAPEX | M€/y | 0.2291
|  | OPEX | k€/y | 10.63
|  | UPVC | M€/y | 0.7969
|  | UGCC | M€/y | 4.302
|  | UNEEC | M€/y | 9.869
|  | USS | % | 0.6697
|  | USC | % | 0.4953

## Sheet22
|  | Model |  | Single Level
AMORT_PV | 25 | Objective | kEUR/year | 16550
weight_V | 0.01 | Gap | % | 1.262
Storage_cost | 500 | Solve Time | sec. | 1200
PVCC | 200 | Time periods |  | 48
relax_voltage | FALSE | Energy consumed | MWh/year | 51970
AMORT_DSO | 50 | Peak Demand | MW | 21.73
network_reconfig | TRUE | Peak sub max | MW | 9.907
PP | 7 | Peak sub min | MW | -0.01132
bilevel | FALSE | Nb lines built | - | 21
days | 2 | Nb substations | - | 2
PVC | 150 | Nb lines cond 1 | - | [1, 2, 3, 4, 6, 7, 8, 10, 11, 14, 16, 17, 18, 19, 20, 22, 26, 27, 28, 29, 32]
storage | TRUE | Nb lines cond 2 | - | Int64[]
AMORT_PV_CONV | 10 | Nb lines cond 3 | - | Int64[]
delta_t | 60 | Nb lines cond 4 | - | Int64[]
DSOEC | 0.1 | DSO fixed line | kEUR | 148.2
SUB_COST | 1000 | DSO fixed sub | kEUR | 11310
EV | TRUE | DSO loss | kEUR | 493.2
EEC | 0.1 | DSO future value | kEUR | 211500
GCC | 80 | DSO revenues | kEUR | 215000
EIC | 0.3 | User | kEUR/year | 16310
verbose | TRUE | PV | kEUR/year | 326.5
network_graph_name | network_graph_simu7 | Storage | kEUR/year | 1815
EHP | TRUE | Grid connection | kEUR/year | 4300
PV_pen | 1 | Energy imported | kEUR/year | 9874
weight_I | 0.01 | Energy exported | kEUR/year | 2.525
plot_file_name | plot_simu7 | PV capacity | MVA | 33.6
Storage_eff | 0.98 | PV penetration (v1) | %/year | 1.546
Storage_pen | 1 | PV penetration (v2) | %/year | 0.3672
PV_CAPA | 1.6 | PV energy | MWh/year | 19080.0
IR_DSO | 0.06 | PV potential | MWh/year | 51920.0
AMORT_STORAGE | 15 | Mean Global Self sufficiency/day | average, [%] | 0.6693
|  | Mean Global Self Consumption/day | average, [%] | 0.4967
|  | Mean Global Production ratio | average, [%] | 0.3842
|  | LCOE pv | kEUR/MWh | 0.01711
|  | Mean Self Sufficiency User 1 | % | 0.4965
|  | Mean Self Sufficiency User 2 | % | 0.4452
|  | Mean Self Sufficiency User 3 | % | 0.5365
|  | Mean Self Sufficiency User 4 | % | 0.7909
|  | Mean Self Sufficiency User 5 | % | 0.5316
|  | Mean Self Sufficiency User 6 | % | 0.7874
|  | Mean Self Sufficiency User 7 | % | 0.715
|  | Mean Self Sufficiency User 8 | % | 0.4317
|  | Mean Self Sufficiency User 9 | % | 0.6056
|  | Mean Self Sufficiency User 10 | % | 0.613
|  | Mean Self Sufficiency User 11 | % | 1.4
|  | Mean Self Sufficiency User 12 | % | 0.6003
|  | Mean Self Sufficiency User 13 | % | 0.7627
|  | Mean Self Sufficiency User 14 | % | 1.03
|  | Mean Self Sufficiency User 15 | % | 0.4988
|  | Mean Self Sufficiency User 16 | % | 0.4155
|  | Mean Self Sufficiency User 17 | % | 0.8516
|  | Mean Self Sufficiency User 18 | % | 0.6833
|  | Mean Self Sufficiency User 19 | % | 0.7281
|  | Mean Self Sufficiency User 20 | % | 0.4778
|  | Mean Self Sufficiency User 21 | % | 0.653
|  | Mean Self Consumption User 1 | % | 0.4993
|  | Mean Self Consumption User 2 | % | 0.4834
|  | Mean Self Consumption User 3 | % | 0.5
|  | Mean Self Consumption User 4 | % | 0.5
|  | Mean Self Consumption User 5 | % | 0.5
|  | Mean Self Consumption User 6 | % | 0.5
|  | Mean Self Consumption User 7 | % | 0.5
|  | Mean Self Consumption User 8 | % | 0.5
|  | Mean Self Consumption User 9 | % | 0.4858
|  | Mean Self Consumption User 10 | % | 0.5
|  | Mean Self Consumption User 11 | % | 0.5
|  | Mean Self Consumption User 12 | % | 0.5
|  | Mean Self Consumption User 13 | % | 0.5
|  | Mean Self Consumption User 14 | % | 0.5
|  | Mean Self Consumption User 15 | % | 0.4791
|  | Mean Self Consumption User 16 | % | 0.5
|  | Mean Self Consumption User 17 | % | 0.5
|  | Mean Self Consumption User 18 | % | 0.4839
|  | Mean Self Consumption User 19 | % | 0.5
|  | Mean Self Consumption User 20 | % | 0.5
|  | Mean Self Consumption User 21 | % | 0.4984
|  | Mean Production Ratio User 1 | % | 0.3988
|  | Mean Production Ratio User 2 | % | 0.3174
|  | Mean Production Ratio User 3 | % | 0.3895
|  | Mean Production Ratio User 4 | % | 0.424
|  | Mean Production Ratio User 5 | % | 0.3891
|  | Mean Production Ratio User 6 | % | 0.3966
|  | Mean Production Ratio User 7 | % | 0.3927
|  | Mean Production Ratio User 8 | % | 0.3975
|  | Mean Production Ratio User 9 | % | 0.3484
|  | Mean Production Ratio User 10 | % | 0.3696
|  | Mean Production Ratio User 11 | % | 0.4676
|  | Mean Production Ratio User 12 | % | 0.3691
|  | Mean Production Ratio User 13 | % | 0.3773
|  | Mean Production Ratio User 14 | % | 0.4453
|  | Mean Production Ratio User 15 | % | 0.3146
|  | Mean Production Ratio User 16 | % | 0.3891
|  | Mean Production Ratio User 17 | % | 0.4182
|  | Mean Production Ratio User 18 | % | 0.3435
|  | Mean Production Ratio User 19 | % | 0.3923
|  | Mean Production Ratio User 20 | % | 0.3641
|  | Mean Production Ratio User 21 | % | 0.3639
|  | Grid capacity | average, MVA | 0.599
|  | Energy bought from grid | MWh/year | 32910
|  | Energy sold to grid | MWh/year | 25.25
|  | Substation 1 capacity | MVA | 7.935
|  | Substation 2 capacity | MVA | 3.373
|  | loss | MWh/year | 46.97
|  | LCOE grid | kEUR/MWh | 0.4306
|  | Storage capacity | average, MWh | 2.593
|  | Storage state | average, [-] | 1.266
|  | CAPEX | M€/y | 0.2291
|  | OPEX | k€/y | 9.864
|  | UPVC | M€/y | 0.3265
|  | UGCC | M€/y | 4.3
|  | UNEEC | M€/y | 9.871
|  | USS | % | 0.6693
|  | USC | % | 0.4967

## Sheet23
|  | Model |  | Single Level
AMORT_PV | 25 | Objective | kEUR/year | 16750
weight_V | 0.01 | Gap | % | 1.253
Storage_cost | 500 | Solve Time | sec. | 1200
PVCC | 200 | Time periods |  | 48
relax_voltage | FALSE | Energy consumed | MWh/year | 51970
AMORT_DSO | 50 | Peak Demand | MW | 21.73
network_reconfig | TRUE | Peak sub max | MW | 9.892
PP | 7 | Peak sub min | MW | -0.01305
bilevel | FALSE | Nb lines built | - | 21
days | 2 | Nb substations | - | 2
PVC | 300 | Nb lines cond 1 | - | [1, 2, 3, 4, 6, 7, 8, 11, 12, 14, 16, 17, 18, 19, 20, 22, 26, 27, 28, 29, 32]
storage | TRUE | Nb lines cond 2 | - | Int64[]
AMORT_PV_CONV | 10 | Nb lines cond 3 | - | Int64[]
delta_t | 60 | Nb lines cond 4 | - | Int64[]
DSOEC | 0.1 | DSO fixed line | kEUR | 148
SUB_COST | 1000 | DSO fixed sub | kEUR | 11310
EV | TRUE | DSO loss | kEUR | 531.5
EEC | 0.1 | DSO future value | kEUR | 211600
GCC | 80 | DSO revenues | kEUR | 215000
EIC | 0.3 | User | kEUR/year | 16510
verbose | TRUE | PV | kEUR/year | 528.1
network_graph_name | network_graph_simu7 | Storage | kEUR/year | 1815
EHP | TRUE | Grid connection | kEUR/year | 4300
PV_pen | 1 | Energy imported | kEUR/year | 9874
weight_I | 0.01 | Energy exported | kEUR/year | 3.089
plot_file_name | plot_simu7 | PV capacity | MVA | 33.6
Storage_eff | 0.98 | PV penetration (v1) | %/year | 1.546
Storage_pen | 1 | PV penetration (v2) | %/year | 0.3673
PV_CAPA | 1.6 | PV energy | MWh/year | 19090.0
IR_DSO | 0.06 | PV potential | MWh/year | 51920.0
AMORT_STORAGE | 15 | Mean Global Self sufficiency/day | average, [%] | 0.6707
|  | Mean Global Self Consumption/day | average, [%] | 0.4967
|  | Mean Global Production ratio | average, [%] | 0.3842
|  | LCOE pv | kEUR/MWh | 0.02766
|  | Mean Self Sufficiency User 1 | % | 0.4952
|  | Mean Self Sufficiency User 2 | % | 0.45
|  | Mean Self Sufficiency User 3 | % | 0.5365
|  | Mean Self Sufficiency User 4 | % | 0.7909
|  | Mean Self Sufficiency User 5 | % | 0.5316
|  | Mean Self Sufficiency User 6 | % | 0.7874
|  | Mean Self Sufficiency User 7 | % | 0.715
|  | Mean Self Sufficiency User 8 | % | 0.4317
|  | Mean Self Sufficiency User 9 | % | 0.6032
|  | Mean Self Sufficiency User 10 | % | 0.613
|  | Mean Self Sufficiency User 11 | % | 1.4
|  | Mean Self Sufficiency User 12 | % | 0.6003
|  | Mean Self Sufficiency User 13 | % | 0.7627
|  | Mean Self Sufficiency User 14 | % | 1.03
|  | Mean Self Sufficiency User 15 | % | 0.5291
|  | Mean Self Sufficiency User 16 | % | 0.4155
|  | Mean Self Sufficiency User 17 | % | 0.8516
|  | Mean Self Sufficiency User 18 | % | 0.6832
|  | Mean Self Sufficiency User 19 | % | 0.7281
|  | Mean Self Sufficiency User 20 | % | 0.4778
|  | Mean Self Sufficiency User 21 | % | 0.6522
|  | Mean Self Consumption User 1 | % | 0.4995
|  | Mean Self Consumption User 2 | % | 0.4847
|  | Mean Self Consumption User 3 | % | 0.5
|  | Mean Self Consumption User 4 | % | 0.5
|  | Mean Self Consumption User 5 | % | 0.5
|  | Mean Self Consumption User 6 | % | 0.5
|  | Mean Self Consumption User 7 | % | 0.5
|  | Mean Self Consumption User 8 | % | 0.5
|  | Mean Self Consumption User 9 | % | 0.487
|  | Mean Self Consumption User 10 | % | 0.5
|  | Mean Self Consumption User 11 | % | 0.5
|  | Mean Self Consumption User 12 | % | 0.5
|  | Mean Self Consumption User 13 | % | 0.5
|  | Mean Self Consumption User 14 | % | 0.5
|  | Mean Self Consumption User 15 | % | 0.4814
|  | Mean Self Consumption User 16 | % | 0.5
|  | Mean Self Consumption User 17 | % | 0.5
|  | Mean Self Consumption User 18 | % | 0.4801
|  | Mean Self Consumption User 19 | % | 0.5
|  | Mean Self Consumption User 20 | % | 0.5
|  | Mean Self Consumption User 21 | % | 0.4971
|  | Mean Production Ratio User 1 | % | 0.398
|  | Mean Production Ratio User 2 | % | 0.3177
|  | Mean Production Ratio User 3 | % | 0.3895
|  | Mean Production Ratio User 4 | % | 0.424
|  | Mean Production Ratio User 5 | % | 0.3891
|  | Mean Production Ratio User 6 | % | 0.3966
|  | Mean Production Ratio User 7 | % | 0.3927
|  | Mean Production Ratio User 8 | % | 0.3975
|  | Mean Production Ratio User 9 | % | 0.3473
|  | Mean Production Ratio User 10 | % | 0.3696
|  | Mean Production Ratio User 11 | % | 0.4676
|  | Mean Production Ratio User 12 | % | 0.3691
|  | Mean Production Ratio User 13 | % | 0.3773
|  | Mean Production Ratio User 14 | % | 0.4453
|  | Mean Production Ratio User 15 | % | 0.3154
|  | Mean Production Ratio User 16 | % | 0.3891
|  | Mean Production Ratio User 17 | % | 0.4182
|  | Mean Production Ratio User 18 | % | 0.3438
|  | Mean Production Ratio User 19 | % | 0.3923
|  | Mean Production Ratio User 20 | % | 0.3641
|  | Mean Production Ratio User 21 | % | 0.3634
|  | Grid capacity | average, MVA | 0.5989
|  | Energy bought from grid | MWh/year | 32910
|  | Energy sold to grid | MWh/year | 30.89
|  | Substation 1 capacity | MVA | 7.935
|  | Substation 2 capacity | MVA | 3.373
|  | loss | MWh/year | 50.62
|  | LCOE grid | kEUR/MWh | 0.4306
|  | Storage capacity | average, MWh | 2.593
|  | Storage state | average, [-] | 1.27
|  | CAPEX | M€/y | 0.2291
|  | OPEX | k€/y | 10.63
|  | UPVC | M€/y | 0.5281
|  | UGCC | M€/y | 4.3
|  | UNEEC | M€/y | 9.87
|  | USS | % | 0.6707
|  | USC | % | 0.4967

## Sheet24
|  | Model |  | Single Level
AMORT_PV | 25 | Objective | kEUR/year | 16750
weight_V | 0.01 | Gap | % | 1.253
Storage_cost | 500 | Solve Time | sec. | 1200
PVCC | 200 | Time periods |  | 48
relax_voltage | FALSE | Energy consumed | MWh/year | 51970
AMORT_DSO | 50 | Peak Demand | MW | 21.73
network_reconfig | TRUE | Peak sub max | MW | 9.892
PP | 7 | Peak sub min | MW | -0.01305
bilevel | FALSE | Nb lines built | - | 21
days | 2 | Nb substations | - | 2
PVC | 300 | Nb lines cond 1 | - | [1, 2, 3, 4, 6, 7, 8, 11, 12, 14, 16, 17, 18, 19, 20, 22, 26, 27, 28, 29, 32]
storage | TRUE | Nb lines cond 2 | - | Int64[]
AMORT_PV_CONV | 10 | Nb lines cond 3 | - | Int64[]
delta_t | 60 | Nb lines cond 4 | - | Int64[]
DSOEC | 0.1 | DSO fixed line | kEUR | 148
SUB_COST | 1000 | DSO fixed sub | kEUR | 11310
EV | TRUE | DSO loss | kEUR | 531.5
EEC | 0.1 | DSO future value | kEUR | 211600
GCC | 80 | DSO revenues | kEUR | 215000
EIC | 0.3 | User | kEUR/year | 16510
verbose | TRUE | PV | kEUR/year | 528.1
network_graph_name | network_graph_simu8 | Storage | kEUR/year | 1815
EHP | TRUE | Grid connection | kEUR/year | 4300
PV_pen | 1 | Energy imported | kEUR/year | 9874
weight_I | 0.01 | Energy exported | kEUR/year | 3.089
plot_file_name | plot_simu8 | PV capacity | MVA | 33.6
Storage_eff | 0.98 | PV penetration (v1) | %/year | 1.546
Storage_pen | 1 | PV penetration (v2) | %/year | 0.3673
PV_CAPA | 1.6 | PV energy | MWh/year | 19090.0
IR_DSO | 0.06 | PV potential | MWh/year | 51920.0
AMORT_STORAGE | 15 | Mean Global Self sufficiency/day | average, [%] | 0.6707
|  | Mean Global Self Consumption/day | average, [%] | 0.4967
|  | Mean Global Production ratio | average, [%] | 0.3842
|  | LCOE pv | kEUR/MWh | 0.02766
|  | Mean Self Sufficiency User 1 | % | 0.4952
|  | Mean Self Sufficiency User 2 | % | 0.45
|  | Mean Self Sufficiency User 3 | % | 0.5365
|  | Mean Self Sufficiency User 4 | % | 0.7909
|  | Mean Self Sufficiency User 5 | % | 0.5316
|  | Mean Self Sufficiency User 6 | % | 0.7874
|  | Mean Self Sufficiency User 7 | % | 0.715
|  | Mean Self Sufficiency User 8 | % | 0.4317
|  | Mean Self Sufficiency User 9 | % | 0.6032
|  | Mean Self Sufficiency User 10 | % | 0.613
|  | Mean Self Sufficiency User 11 | % | 1.4
|  | Mean Self Sufficiency User 12 | % | 0.6003
|  | Mean Self Sufficiency User 13 | % | 0.7627
|  | Mean Self Sufficiency User 14 | % | 1.03
|  | Mean Self Sufficiency User 15 | % | 0.5291
|  | Mean Self Sufficiency User 16 | % | 0.4155
|  | Mean Self Sufficiency User 17 | % | 0.8516
|  | Mean Self Sufficiency User 18 | % | 0.6832
|  | Mean Self Sufficiency User 19 | % | 0.7281
|  | Mean Self Sufficiency User 20 | % | 0.4778
|  | Mean Self Sufficiency User 21 | % | 0.6522
|  | Mean Self Consumption User 1 | % | 0.4995
|  | Mean Self Consumption User 2 | % | 0.4847
|  | Mean Self Consumption User 3 | % | 0.5
|  | Mean Self Consumption User 4 | % | 0.5
|  | Mean Self Consumption User 5 | % | 0.5
|  | Mean Self Consumption User 6 | % | 0.5
|  | Mean Self Consumption User 7 | % | 0.5
|  | Mean Self Consumption User 8 | % | 0.5
|  | Mean Self Consumption User 9 | % | 0.487
|  | Mean Self Consumption User 10 | % | 0.5
|  | Mean Self Consumption User 11 | % | 0.5
|  | Mean Self Consumption User 12 | % | 0.5
|  | Mean Self Consumption User 13 | % | 0.5
|  | Mean Self Consumption User 14 | % | 0.5
|  | Mean Self Consumption User 15 | % | 0.4814
|  | Mean Self Consumption User 16 | % | 0.5
|  | Mean Self Consumption User 17 | % | 0.5
|  | Mean Self Consumption User 18 | % | 0.4801
|  | Mean Self Consumption User 19 | % | 0.5
|  | Mean Self Consumption User 20 | % | 0.5
|  | Mean Self Consumption User 21 | % | 0.4971
|  | Mean Production Ratio User 1 | % | 0.398
|  | Mean Production Ratio User 2 | % | 0.3177
|  | Mean Production Ratio User 3 | % | 0.3895
|  | Mean Production Ratio User 4 | % | 0.424
|  | Mean Production Ratio User 5 | % | 0.3891
|  | Mean Production Ratio User 6 | % | 0.3966
|  | Mean Production Ratio User 7 | % | 0.3927
|  | Mean Production Ratio User 8 | % | 0.3975
|  | Mean Production Ratio User 9 | % | 0.3473
|  | Mean Production Ratio User 10 | % | 0.3696
|  | Mean Production Ratio User 11 | % | 0.4676
|  | Mean Production Ratio User 12 | % | 0.3691
|  | Mean Production Ratio User 13 | % | 0.3773
|  | Mean Production Ratio User 14 | % | 0.4453
|  | Mean Production Ratio User 15 | % | 0.3154
|  | Mean Production Ratio User 16 | % | 0.3891
|  | Mean Production Ratio User 17 | % | 0.4182
|  | Mean Production Ratio User 18 | % | 0.3438
|  | Mean Production Ratio User 19 | % | 0.3923
|  | Mean Production Ratio User 20 | % | 0.3641
|  | Mean Production Ratio User 21 | % | 0.3634
|  | Grid capacity | average, MVA | 0.5989
|  | Energy bought from grid | MWh/year | 32910
|  | Energy sold to grid | MWh/year | 30.89
|  | Substation 1 capacity | MVA | 7.935
|  | Substation 2 capacity | MVA | 3.373
|  | loss | MWh/year | 50.62
|  | LCOE grid | kEUR/MWh | 0.4306
|  | Storage capacity | average, MWh | 2.593
|  | Storage state | average, [-] | 1.27
|  | CAPEX | M€/y | 0.2291
|  | OPEX | k€/y | 10.63
|  | UPVC | M€/y | 0.5281
|  | UGCC | M€/y | 4.3
|  | UNEEC | M€/y | 9.87
|  | USS | % | 0.6707
|  | USC | % | 0.4967

## Sheet25
|  | Model |  | Single Level
AMORT_PV | 25 | Objective | kEUR/year | 26650
weight_V | 0.01 | Gap | % | 0.9856
Storage_cost | 500 | Solve Time | sec. | 41.55
PVCC | 200 | Time periods |  | 48
relax_voltage | FALSE | Energy consumed | MWh/year | 51970
AMORT_DSO | 50 | Peak Demand | MW | 21.73
network_reconfig | TRUE | Peak sub max | MW | 9.9
PP | 7 | Peak sub min | MW | -0.008819
bilevel | FALSE | Nb lines built | - | 22
days | 2 | Nb substations | - | 2
PVC | 300 | Nb lines cond 1 | - | [1, 2, 3, 4, 6, 7, 8, 11, 12, 13, 14, 16, 17, 18, 19, 20, 22, 26, 27, 28, 29, 32]
storage | TRUE | Nb lines cond 2 | - | Int64[]
AMORT_PV_CONV | 10 | Nb lines cond 3 | - | Int64[]
delta_t | 60 | Nb lines cond 4 | - | Int64[]
DSOEC | 0.1 | DSO fixed line | kEUR | 154.1
SUB_COST | 1000 | DSO fixed sub | kEUR | 11310
EV | TRUE | DSO loss | kEUR | 1709
EEC | 0.1 | DSO future value | kEUR | 212800
GCC | 80 | DSO revenues | kEUR | 214900
EIC | 0.6 | User | kEUR/year | 26390
verbose | TRUE | PV | kEUR/year | 528.1
network_graph_name | network_graph_simu8 | Storage | kEUR/year | 1821
EHP | TRUE | Grid connection | kEUR/year | 4297
PV_pen | 1 | Energy imported | kEUR/year | 19750
weight_I | 0.01 | Energy exported | kEUR/year | 1.793
plot_file_name | plot_simu8 | PV capacity | MVA | 33.6
Storage_eff | 0.98 | PV penetration (v1) | %/year | 1.546
Storage_pen | 1 | PV penetration (v2) | %/year | 0.3671
PV_CAPA | 1.6 | PV energy | MWh/year | 19080.0
IR_DSO | 0.06 | PV potential | MWh/year | 51920.0
AMORT_STORAGE | 15 | Mean Global Self sufficiency/day | average, [%] | 0.6697
|  | Mean Global Self Consumption/day | average, [%] | 0.4974
|  | Mean Global Production ratio | average, [%] | 0.384
|  | LCOE pv | kEUR/MWh | 0.02768
|  | Mean Self Sufficiency User 1 | % | 0.4974
|  | Mean Self Sufficiency User 2 | % | 0.4416
|  | Mean Self Sufficiency User 3 | % | 0.5365
|  | Mean Self Sufficiency User 4 | % | 0.7909
|  | Mean Self Sufficiency User 5 | % | 0.5316
|  | Mean Self Sufficiency User 6 | % | 0.7874
|  | Mean Self Sufficiency User 7 | % | 0.715
|  | Mean Self Sufficiency User 8 | % | 0.4317
|  | Mean Self Sufficiency User 9 | % | 0.6024
|  | Mean Self Sufficiency User 10 | % | 0.613
|  | Mean Self Sufficiency User 11 | % | 1.4
|  | Mean Self Sufficiency User 12 | % | 0.6003
|  | Mean Self Sufficiency User 13 | % | 0.7627
|  | Mean Self Sufficiency User 14 | % | 1.03
|  | Mean Self Sufficiency User 15 | % | 0.5162
|  | Mean Self Sufficiency User 16 | % | 0.4155
|  | Mean Self Sufficiency User 17 | % | 0.8516
|  | Mean Self Sufficiency User 18 | % | 0.6818
|  | Mean Self Sufficiency User 19 | % | 0.7281
|  | Mean Self Sufficiency User 20 | % | 0.4778
|  | Mean Self Sufficiency User 21 | % | 0.6524
|  | Mean Self Consumption User 1 | % | 0.4995
|  | Mean Self Consumption User 2 | % | 0.488
|  | Mean Self Consumption User 3 | % | 0.5
|  | Mean Self Consumption User 4 | % | 0.5
|  | Mean Self Consumption User 5 | % | 0.5
|  | Mean Self Consumption User 6 | % | 0.5
|  | Mean Self Consumption User 7 | % | 0.5
|  | Mean Self Consumption User 8 | % | 0.5
|  | Mean Self Consumption User 9 | % | 0.4894
|  | Mean Self Consumption User 10 | % | 0.5
|  | Mean Self Consumption User 11 | % | 0.5
|  | Mean Self Consumption User 12 | % | 0.5
|  | Mean Self Consumption User 13 | % | 0.5
|  | Mean Self Consumption User 14 | % | 0.5
|  | Mean Self Consumption User 15 | % | 0.4849
|  | Mean Self Consumption User 16 | % | 0.5
|  | Mean Self Consumption User 17 | % | 0.5
|  | Mean Self Consumption User 18 | % | 0.4849
|  | Mean Self Consumption User 19 | % | 0.5
|  | Mean Self Consumption User 20 | % | 0.5
|  | Mean Self Consumption User 21 | % | 0.4991
|  | Mean Production Ratio User 1 | % | 0.3983
|  | Mean Production Ratio User 2 | % | 0.3164
|  | Mean Production Ratio User 3 | % | 0.3895
|  | Mean Production Ratio User 4 | % | 0.424
|  | Mean Production Ratio User 5 | % | 0.3891
|  | Mean Production Ratio User 6 | % | 0.3966
|  | Mean Production Ratio User 7 | % | 0.3927
|  | Mean Production Ratio User 8 | % | 0.3975
|  | Mean Production Ratio User 9 | % | 0.3473
|  | Mean Production Ratio User 10 | % | 0.3696
|  | Mean Production Ratio User 11 | % | 0.4676
|  | Mean Production Ratio User 12 | % | 0.3691
|  | Mean Production Ratio User 13 | % | 0.3773
|  | Mean Production Ratio User 14 | % | 0.4453
|  | Mean Production Ratio User 15 | % | 0.314
|  | Mean Production Ratio User 16 | % | 0.3891
|  | Mean Production Ratio User 17 | % | 0.4182
|  | Mean Production Ratio User 18 | % | 0.3423
|  | Mean Production Ratio User 19 | % | 0.3923
|  | Mean Production Ratio User 20 | % | 0.3641
|  | Mean Production Ratio User 21 | % | 0.3633
|  | Grid capacity | average, MVA | 0.5978
|  | Energy bought from grid | MWh/year | 32910
|  | Energy sold to grid | MWh/year | 17.93
|  | Substation 1 capacity | MVA | 7.935
|  | Substation 2 capacity | MVA | 3.373
|  | loss | MWh/year | 81.38
|  | LCOE grid | kEUR/MWh | 0.7305
|  | Storage capacity | average, MWh | 2.601
|  | Storage state | average, [-] | 1.276
|  | CAPEX | M€/y | 0.2292
|  | OPEX | k€/y | 34.18
|  | UPVC | M€/y | 0.5281
|  | UGCC | M€/y | 4.297
|  | UNEEC | M€/y | 19.75
|  | USS | % | 0.6697
|  | USC | % | 0.4974

## Sheet26
|  | Model |  | Single Level
AMORT_PV | 25 | Objective | kEUR/year | 36520
weight_V | 0.01 | Gap | % | 0.6592
Storage_cost | 500 | Solve Time | sec. | 52.23
PVCC | 200 | Time periods |  | 48
relax_voltage | FALSE | Energy consumed | MWh/year | 51970
AMORT_DSO | 50 | Peak Demand | MW | 21.73
network_reconfig | TRUE | Peak sub max | MW | 9.9
PP | 7 | Peak sub min | MW | -0.02052
bilevel | FALSE | Nb lines built | - | 21
days | 2 | Nb substations | - | 2
PVC | 300 | Nb lines cond 1 | - | [1, 2, 3, 4, 6, 7, 8, 11, 12, 14, 16, 17, 18, 19, 20, 22, 26, 27, 28, 29, 32]
storage | TRUE | Nb lines cond 2 | - | Int64[]
AMORT_PV_CONV | 10 | Nb lines cond 3 | - | Int64[]
delta_t | 60 | Nb lines cond 4 | - | Int64[]
DSOEC | 0.1 | DSO fixed line | kEUR | 148
SUB_COST | 1000 | DSO fixed sub | kEUR | 11310
EV | TRUE | DSO loss | kEUR | 1593
EEC | 0.1 | DSO future value | kEUR | 212600
GCC | 80 | DSO revenues | kEUR | 215100
EIC | 0.9 | User | kEUR/year | 36260
verbose | TRUE | PV | kEUR/year | 528.1
network_graph_name | network_graph_simu8 | Storage | kEUR/year | 1815
EHP | TRUE | Grid connection | kEUR/year | 4302
PV_pen | 1 | Energy imported | kEUR/year | 29620
weight_I | 0.01 | Energy exported | kEUR/year | 4.503
plot_file_name | plot_simu8 | PV capacity | MVA | 33.6
Storage_eff | 0.98 | PV penetration (v1) | %/year | 1.546
Storage_pen | 1 | PV penetration (v2) | %/year | 0.3676
PV_CAPA | 1.6 | PV energy | MWh/year | 19100.0
IR_DSO | 0.06 | PV potential | MWh/year | 51920.0
AMORT_STORAGE | 15 | Mean Global Self sufficiency/day | average, [%] | 0.67
|  | Mean Global Self Consumption/day | average, [%] | 0.4965
|  | Mean Global Production ratio | average, [%] | 0.3848
|  | LCOE pv | kEUR/MWh | 0.02764
|  | Mean Self Sufficiency User 1 | % | 0.4971
|  | Mean Self Sufficiency User 2 | % | 0.446
|  | Mean Self Sufficiency User 3 | % | 0.5365
|  | Mean Self Sufficiency User 4 | % | 0.7909
|  | Mean Self Sufficiency User 5 | % | 0.5316
|  | Mean Self Sufficiency User 6 | % | 0.7874
|  | Mean Self Sufficiency User 7 | % | 0.715
|  | Mean Self Sufficiency User 8 | % | 0.4317
|  | Mean Self Sufficiency User 9 | % | 0.6051
|  | Mean Self Sufficiency User 10 | % | 0.613
|  | Mean Self Sufficiency User 11 | % | 1.4
|  | Mean Self Sufficiency User 12 | % | 0.6003
|  | Mean Self Sufficiency User 13 | % | 0.7627
|  | Mean Self Sufficiency User 14 | % | 1.03
|  | Mean Self Sufficiency User 15 | % | 0.5176
|  | Mean Self Sufficiency User 16 | % | 0.4155
|  | Mean Self Sufficiency User 17 | % | 0.8516
|  | Mean Self Sufficiency User 18 | % | 0.6804
|  | Mean Self Sufficiency User 19 | % | 0.728
|  | Mean Self Sufficiency User 20 | % | 0.4778
|  | Mean Self Sufficiency User 21 | % | 0.6521
|  | Mean Self Consumption User 1 | % | 0.4986
|  | Mean Self Consumption User 2 | % | 0.4808
|  | Mean Self Consumption User 3 | % | 0.5
|  | Mean Self Consumption User 4 | % | 0.5
|  | Mean Self Consumption User 5 | % | 0.5
|  | Mean Self Consumption User 6 | % | 0.5
|  | Mean Self Consumption User 7 | % | 0.5
|  | Mean Self Consumption User 8 | % | 0.5
|  | Mean Self Consumption User 9 | % | 0.4897
|  | Mean Self Consumption User 10 | % | 0.5
|  | Mean Self Consumption User 11 | % | 0.5
|  | Mean Self Consumption User 12 | % | 0.5
|  | Mean Self Consumption User 13 | % | 0.5
|  | Mean Self Consumption User 14 | % | 0.5
|  | Mean Self Consumption User 15 | % | 0.4785
|  | Mean Self Consumption User 16 | % | 0.5
|  | Mean Self Consumption User 17 | % | 0.5
|  | Mean Self Consumption User 18 | % | 0.4828
|  | Mean Self Consumption User 19 | % | 0.5
|  | Mean Self Consumption User 20 | % | 0.5
|  | Mean Self Consumption User 21 | % | 0.4962
|  | Mean Production Ratio User 1 | % | 0.3988
|  | Mean Production Ratio User 2 | % | 0.3208
|  | Mean Production Ratio User 3 | % | 0.3895
|  | Mean Production Ratio User 4 | % | 0.424
|  | Mean Production Ratio User 5 | % | 0.3891
|  | Mean Production Ratio User 6 | % | 0.3966
|  | Mean Production Ratio User 7 | % | 0.3927
|  | Mean Production Ratio User 8 | % | 0.3975
|  | Mean Production Ratio User 9 | % | 0.3499
|  | Mean Production Ratio User 10 | % | 0.3696
|  | Mean Production Ratio User 11 | % | 0.4676
|  | Mean Production Ratio User 12 | % | 0.3691
|  | Mean Production Ratio User 13 | % | 0.3772
|  | Mean Production Ratio User 14 | % | 0.4453
|  | Mean Production Ratio User 15 | % | 0.3197
|  | Mean Production Ratio User 16 | % | 0.3891
|  | Mean Production Ratio User 17 | % | 0.4182
|  | Mean Production Ratio User 18 | % | 0.3458
|  | Mean Production Ratio User 19 | % | 0.3923
|  | Mean Production Ratio User 20 | % | 0.3641
|  | Mean Production Ratio User 21 | % | 0.364
|  | Grid capacity | average, MVA | 0.5989
|  | Energy bought from grid | MWh/year | 32910
|  | Energy sold to grid | MWh/year | 45.03
|  | Substation 1 capacity | MVA | 7.935
|  | Substation 2 capacity | MVA | 3.373
|  | loss | MWh/year | 50.56
|  | LCOE grid | kEUR/MWh | 1.031
|  | Storage capacity | average, MWh | 2.593
|  | Storage state | average, [-] | 1.259
|  | CAPEX | M€/y | 0.2291
|  | OPEX | k€/y | 31.86
|  | UPVC | M€/y | 0.5281
|  | UGCC | M€/y | 4.302
|  | UNEEC | M€/y | 29.62
|  | USS | % | 0.67
|  | USC | % | 0.4965

## Sheet27
|  | Model |  | Single Level
AMORT_PV | 25 | Objective | kEUR/year | 36520
weight_V | 0.01 | Gap | % | 0.6592
Storage_cost | 500 | Solve Time | sec. | 52.1
PVCC | 200 | Time periods |  | 48
relax_voltage | FALSE | Energy consumed | MWh/year | 51970
AMORT_DSO | 50 | Peak Demand | MW | 21.73
network_reconfig | TRUE | Peak sub max | MW | 9.9
PP | 7 | Peak sub min | MW | -0.02052
bilevel | FALSE | Nb lines built | - | 21
days | 2 | Nb substations | - | 2
PVC | 300 | Nb lines cond 1 | - | [1, 2, 3, 4, 6, 7, 8, 11, 12, 14, 16, 17, 18, 19, 20, 22, 26, 27, 28, 29, 32]
storage | TRUE | Nb lines cond 2 | - | Int64[]
AMORT_PV_CONV | 10 | Nb lines cond 3 | - | Int64[]
delta_t | 60 | Nb lines cond 4 | - | Int64[]
DSOEC | 0.1 | DSO fixed line | kEUR | 148
SUB_COST | 1000 | DSO fixed sub | kEUR | 11310
EV | TRUE | DSO loss | kEUR | 1593
EEC | 0.1 | DSO future value | kEUR | 212600
GCC | 80 | DSO revenues | kEUR | 215100
EIC | 0.9 | User | kEUR/year | 36260
verbose | TRUE | PV | kEUR/year | 528.1
network_graph_name | network_graph_simu9 | Storage | kEUR/year | 1815
EHP | TRUE | Grid connection | kEUR/year | 4302
PV_pen | 1 | Energy imported | kEUR/year | 29620
weight_I | 0.01 | Energy exported | kEUR/year | 4.503
plot_file_name | plot_simu9 | PV capacity | MVA | 33.6
Storage_eff | 0.98 | PV penetration (v1) | %/year | 1.546
Storage_pen | 1 | PV penetration (v2) | %/year | 0.3676
PV_CAPA | 1.6 | PV energy | MWh/year | 19100.0
IR_DSO | 0.06 | PV potential | MWh/year | 51920.0
AMORT_STORAGE | 15 | Mean Global Self sufficiency/day | average, [%] | 0.67
|  | Mean Global Self Consumption/day | average, [%] | 0.4965
|  | Mean Global Production ratio | average, [%] | 0.3848
|  | LCOE pv | kEUR/MWh | 0.02764
|  | Mean Self Sufficiency User 1 | % | 0.4971
|  | Mean Self Sufficiency User 2 | % | 0.446
|  | Mean Self Sufficiency User 3 | % | 0.5365
|  | Mean Self Sufficiency User 4 | % | 0.7909
|  | Mean Self Sufficiency User 5 | % | 0.5316
|  | Mean Self Sufficiency User 6 | % | 0.7874
|  | Mean Self Sufficiency User 7 | % | 0.715
|  | Mean Self Sufficiency User 8 | % | 0.4317
|  | Mean Self Sufficiency User 9 | % | 0.6051
|  | Mean Self Sufficiency User 10 | % | 0.613
|  | Mean Self Sufficiency User 11 | % | 1.4
|  | Mean Self Sufficiency User 12 | % | 0.6003
|  | Mean Self Sufficiency User 13 | % | 0.7627
|  | Mean Self Sufficiency User 14 | % | 1.03
|  | Mean Self Sufficiency User 15 | % | 0.5176
|  | Mean Self Sufficiency User 16 | % | 0.4155
|  | Mean Self Sufficiency User 17 | % | 0.8516
|  | Mean Self Sufficiency User 18 | % | 0.6804
|  | Mean Self Sufficiency User 19 | % | 0.728
|  | Mean Self Sufficiency User 20 | % | 0.4778
|  | Mean Self Sufficiency User 21 | % | 0.6521
|  | Mean Self Consumption User 1 | % | 0.4986
|  | Mean Self Consumption User 2 | % | 0.4808
|  | Mean Self Consumption User 3 | % | 0.5
|  | Mean Self Consumption User 4 | % | 0.5
|  | Mean Self Consumption User 5 | % | 0.5
|  | Mean Self Consumption User 6 | % | 0.5
|  | Mean Self Consumption User 7 | % | 0.5
|  | Mean Self Consumption User 8 | % | 0.5
|  | Mean Self Consumption User 9 | % | 0.4897
|  | Mean Self Consumption User 10 | % | 0.5
|  | Mean Self Consumption User 11 | % | 0.5
|  | Mean Self Consumption User 12 | % | 0.5
|  | Mean Self Consumption User 13 | % | 0.5
|  | Mean Self Consumption User 14 | % | 0.5
|  | Mean Self Consumption User 15 | % | 0.4785
|  | Mean Self Consumption User 16 | % | 0.5
|  | Mean Self Consumption User 17 | % | 0.5
|  | Mean Self Consumption User 18 | % | 0.4828
|  | Mean Self Consumption User 19 | % | 0.5
|  | Mean Self Consumption User 20 | % | 0.5
|  | Mean Self Consumption User 21 | % | 0.4962
|  | Mean Production Ratio User 1 | % | 0.3988
|  | Mean Production Ratio User 2 | % | 0.3208
|  | Mean Production Ratio User 3 | % | 0.3895
|  | Mean Production Ratio User 4 | % | 0.424
|  | Mean Production Ratio User 5 | % | 0.3891
|  | Mean Production Ratio User 6 | % | 0.3966
|  | Mean Production Ratio User 7 | % | 0.3927
|  | Mean Production Ratio User 8 | % | 0.3975
|  | Mean Production Ratio User 9 | % | 0.3499
|  | Mean Production Ratio User 10 | % | 0.3696
|  | Mean Production Ratio User 11 | % | 0.4676
|  | Mean Production Ratio User 12 | % | 0.3691
|  | Mean Production Ratio User 13 | % | 0.3772
|  | Mean Production Ratio User 14 | % | 0.4453
|  | Mean Production Ratio User 15 | % | 0.3197
|  | Mean Production Ratio User 16 | % | 0.3891
|  | Mean Production Ratio User 17 | % | 0.4182
|  | Mean Production Ratio User 18 | % | 0.3458
|  | Mean Production Ratio User 19 | % | 0.3923
|  | Mean Production Ratio User 20 | % | 0.3641
|  | Mean Production Ratio User 21 | % | 0.364
|  | Grid capacity | average, MVA | 0.5989
|  | Energy bought from grid | MWh/year | 32910
|  | Energy sold to grid | MWh/year | 45.03
|  | Substation 1 capacity | MVA | 7.935
|  | Substation 2 capacity | MVA | 3.373
|  | loss | MWh/year | 50.56
|  | LCOE grid | kEUR/MWh | 1.031
|  | Storage capacity | average, MWh | 2.593
|  | Storage state | average, [-] | 1.259
|  | CAPEX | M€/y | 0.2291
|  | OPEX | k€/y | 31.86
|  | UPVC | M€/y | 0.5281
|  | UGCC | M€/y | 4.302
|  | UNEEC | M€/y | 29.62
|  | USS | % | 0.67
|  | USC | % | 0.4965